## 2010 FINAL PPL-Updated
WaterSystemNumber | ProjectNumber | WaterSystem.Name | ProjectCategory.Code | Bonus | WaterSystemClass.Code | Population | Problem | Solution | Cost | FundingYear | DistrictNum | DistrictName | ProjectName
5510013 | 005 | TUD - COLUMBIA WATER SYSTEM | B | 40 | C | 3646 | THE SHAWS FLAT AREA HAS NUMEROUS FAILING SEPTIC TANK SYSTEMS THAT HAVE CAUSED MICROBIAL CONTAMINATION OF THE LOCAL WELLS. | CONSTRUCT A WATER MAIN EXTENSION FROM THE COLUMBIA SYSTEM INTO THE SHAWS FLAT COMMUNITY. | 574000 | 2000-01-01 | 11 | Merced District | Shaws Flat Pipeline Extension
5510013 | 010 | TUD - COLUMBIA WATER SYSTEM | B | 40 | C | 3646 | The Sawmill Flat Water Association is a group of seven property owners in the vicinity of Sawmill Flat road south of the townsite of Columbia in Tuolumne County. The purpose of the Association is to provide untreated water to the property owners within t | The solution for the Sawmill Flat Water Association is to provide treated water to the Association members from the District’s Columbia system. This would provide safe reliable potable water to the homes that do not have it at this time. The closest tre | 532000 | 2009-01-01 | 11 | Merced District | Sawmill Flat Water Assoc. Water Main Installation (2008)
1900679 | 001 | RANCHO LOS AMIGOS MEDICAL CENTER | B | 35 | P | 2000 | The water system is in need of an additional storage and source of supply, backflow protection device for each medical building, certified operator to maintain and operate the system and overall system improvements. | The project is a non-transient community water system consisting of 1 connection and chlorinated ground water source. The system is in need of an additional water source, upgrades to their treatment equipment and their water storage tank, installation of | 1960200 | 2009-01-01 | 16 | Central District | Consolidation with the City of Downey
5800807 | 001 | AERO PINES ASSOCIATION | B | 30 | C | 40 | Small water system is experiencing coliform contamination. Water system is old with wells not constructed to potable water well standards. | Project is consolidation with adjacent North Yuba Water District. Costs include annexation/connection fees, meters, and connecting waterline. | 480000 | 2010-01-01 | 21 | Valley District | Water Supply Project
0310003 | 007 | ACWA SUTTER CREEK | B | 30 | C | 5458 | Water served for domestic use is untreated surface water from an extremely impaired source that receives a waste water discharge. | Pipe treated water from Amador Water Agency's Mokelumne River source to serve these water consumers. JVID does not want to be a PWS, so AWA has applied for funds to bring acceptable water to the area and become the purveyor in Buena Vista. | 2000000 | 2000-01-01 | 10 | Stockton District | pipe treated water to Buena Vista Area
2210921 | 003 | WHISPERING PINES APARTMENTS | B | 25 | C | 28 | The water system has an inadequate water supply. The most productive well has had a water quality problem. An attempt was made to reseal the well. It failed. Two new wells have been drilled in an attempt to replace the well with the quality issue. The new | Do a small study to determine the best location to drill a new well, complete the necessary environmental review. Do the preliminary work to prepare and access the site. Drill the well. test the water and hook the well into the system.Also, determine if | 98000 | 2010-01-01 | 11 | Merced District | Water source expansion/ Deepen existing well or drill new well
5410006 | 003 | LINDSAY, CITY OF | B | 25 | C | 11450 | Two existing wells are used to meet demand when canal is taken off-line. Under normal conditions, these wells are only adequate to meet system demand. | Develop a plan to identify locations for two new wells, including drilling several test wells to verify quantity and quality. | 300000 | 2006-01-01 | 12 | Visalia District | Additional Source Capacity
1900801 | 003 | COLORADO MUTUAL | B | 20 | C | 50 | Colorado Mutual's well has had a continuous problem with coliform during the past 14 months.The well has been pulled, scrubbed and baled. It has been treated by a professional company specializing in disinfecting wells. We are still experiencing the col | Colorado Mutual proposes to hire a Well Company to install new casing, shaft, Column, bowles and submersible pump. All equipment currently used in the well is 55 year old. Since this well does not have a meter, the cost of a meter has been included and | 180000 | 2010-01-01 | 16 | Central District | Well replacement and treatment facility installation (2009)
5200506 | 001 | PLUM VALLEY ELEM SCHOOL | B | 20 | P | 70 | School water source vulnerable to contamination | Drill new well | 100000 | 2009-01-01 | 21 | Valley District | New water source
0011123 | 001 | T.U.D. Mountian Boy Ditch Conveyance | B | 20 | U | 30 | INDIVIDUAL DITCH CUSTOMERS USING UNTREATED DITCH WATER SUPPLIED BY TUD. | CONSTRUCT A WATER SYSTEM WITH A WATER TREATMENT PLANT, STORAGE, AND PIPELINES; OR EXTEND WATER LINES FROM THE BIG HILL WATER SYSTEM TO SERVE THE DITCH CUSTOMERS. | 475000 | 1998-01-01 | 11 | Merced District | Mountain Boy Road Conveyance Project
0011120 | 001 | T.U.D. Ditch Conveyance Conversion | B | 20 | U | 180 | INDIVIDUAL DITCH CUSTOMERS USING UNTREATED DITCH WATER SUPPLIED BY TUD. | INSTALL THREE WATERING STATIONS, TWO WATER MAIN EXTENSIONS, SIX WATER SERVICE EXTENSIONS, AND UP TO 20 WELLS. | 1200000 | 1998-01-01 | 11 | Merced District | TUD-DITCH CONVEYANCE CONVERSION
1900946 | 001 | PALMDALE TRAILER PARK | B | 15 | C | 104 | The Water System is in need of an additional water source to meet the demands of the community, i.e. new ground well. All details can be provided by the LPA - LA County Water Quality Program. | The project is a community water system consisting of 25-99 connections and a treated ground water source. The system is in need of an additional water source or an additional water storage tank. | 500000 | 2009-01-01 | 16 | Central District | Palmdale Trailer Park
1600013 | 001 | LAKESIDE ELEMENTARY SCHOOL | B | 15 | P | 388 | On-going bacteriological problems from the well. | Drill a new well | 300000 | 2007-01-01 | 12 | Visalia District | Drill a new well
3400137 | 001 | LINCOLN CHAN-HOME RANCH | B | 10 | C | 50 | Well has coliform contamination with no treatment. | Install new pipes, install new well, and a storage tank. | 100000 | 1998-01-01 | 9 | Sacramento District
3701934 | 004 | PINE VALLEY BIBLE CONFERENCE CENTER | B | 10 | C | 350 | System's only well suffers water quality problems because of probable surface water intrusion. System has received multiple compliance orders for violating California Code, Title 22, Article 3, Section 64426, Coliform water quality issues. System has reoc | The project is the Rehabilition of the System's only well. The rehabilition will include inspection of the well casing, opening the water inlet slits in the well casing, and a new sanitary seal. The project will also include a new well pump and down pipin | 125000 | 2010-01-01 | 14 | San Diego District | Well #1 Water Contamination Correction Project
1910023 | 003 | AVERYDALE MWC | B | 10 | C | 1500 | persistant problem with bacteriological contamination of this wellt hat has caused Multiple TCR violations; replace well; destroy existing well | replacing well #1 and also installing disinfection system; destroy existing well | 400000 | 2008-01-01 | 16 | Central District | Well #1 Replacement and Disinfection Treatment
0310003 | 001 | ACWA SUTTER CREEK | B | 10 | C | 5458 | Uses raw, untreated water | PROVIDE POTABLE WATER TO BOSSE PREVATILI AREA. OTHER = DESIGN AND CONSTRUCTION | 3000000 | 1998-01-01 | 10 | Stockton District | Bosse Prevatili project
2700509 | 001 | OAK MANOR WS | B | 0 | C | 71 | Current well is approximately 40 years old, and was originally an agricultural well with a single casing. Last year, we had high levels of coliform when our water was tested, during the rainy season. Our County Health Department seems to think that the | We need to hire professional consultants to find an appropriate location for a new well, and we will need to cap off the old one. We currently have two holding tanks, which will need to be inspected, and have the water lines re-routed to these tanks from | 40000 | 2008-06-01 | 5 | Monterey District | Oak Manor Water Application
1900903 | 002 | SLEEPY VALLEY WATER CO., INC. | B | 0 | C | 100 | Bacteriological MCL failures, wells subject to flooding which results in water outages and distribution and storage coliform problems. | Rebab wells, upgrade to minimize flooding, replace reservoir and distribution system. | 684000 | 2010-01-01 | 16 | Central District | Bacti compliance- rehabilitate wells et al
0900591 | 002 | NORTH ECHO SUMMIT WATER ASSOCIATION | B | 0 | N | 84 | The North Echo Summit Water Association’s (NESWA) system, serving 42 U.S. Forest Service (USFS) cabins, was installed in the 1920’s. NESWA recently incorporated as a Mutual Benefit Nonprofit Corporation with the State of California and became an IRS tax- | To ensure a sufficient and dependable supply of potable water, the North Echo Summit Water Association (NESWA) intends to upgrade its 80-year-old deteriorating water system. In March 2008, NESWA hired an engineering consultant to evaluate and provide a c | 617000 | 2010-01-01 | 9 | Sacramento District | North Echo Summit Water Association Distribution and Storage Improvements
5510013 | 009 | TUD - COLUMBIA WATER SYSTEM | C | 40 | C | 3646 | The Tuolumne Utilities District provides untreated water service through an open, mostly unlined ditch system, to a number of its customers not currently located near a potable water main. This ditch water is the only source of water supply to approximat | The proposed project consists of the design, environmental review and construction of approximately 1400 lineal feet of six inch potable water main connected to the Districts Columbia Water Treatment Plant and installation of service connections for each | 137280 | 2008-01-01 | 11 | Merced District | San Diego Ditch Constructed Conveyance
0300037 | 003 | Lake Amador Recreation Area | C | 35 | C | 2000 | The Jackson Valley Irrigation District (JVID) a public entity, serves potable and irrigation water to customers in Amador County, specifically the Ione / Jackson Valley area. Potable water customers / connections include the Lake Amador Recreation Area ( | The Jackson Valley Irrigation Dist. Pipeline, Water Treatment and Storage Project will be the construction of a newly installed dedicated potable water pipeline from Lake Pardee down into the Jackson Valley. The project includes the installation of a ne | 2000000 | 2010-01-01 | 10 | Stockton District | Jackson Valley Irrigation Dist. Pipeline, Water treatment and Storage Project.
0300053 | 002 | Rancho Del Oro MHP | C | 30 | C | 34 | The system’s source well is contaminated with E. Coli. We need to replace it with a connection to a local water supply and rehabilitate our internal distribution system. We have been ordered by Amador County Department of Environmental Health to locate | We propose to construct a pipeline and connect the internal distribution system to the City of Plymouth public water system, approximately 2000 feet away down Old Sacramento Road.The pipeline will run along an existing right-of-way and adjacent to Old Sac | 500000 | 2010-01-01 | 10 | Stockton District | Rancho Del Oro MHP Replacement Drinking Water Source and Distribution System Rehabilitation
1200517 | 001 | KIMTU MEADOWS MWC | C | 25 | C | 41 | Surface water source with cartridge filters that do not fulfill SWTR. | Identify what kind of system would work and implement. | 450000 | 2000-01-01 | 1 | Klamath District
2600622 | 001 | SIERRA EAST HOME. ASSOC. | C | 25 | C | 50 | System using well under direct influence of surface water | Drill new deep vertical well | 100000 | 1998-01-01 | 13 | San Bernardino District
1400098 | 009 | Darwin Community Service District | C | 25 | C | 60 | System is violation of Title 22, Ch17 CCR Surface Water Filtration & Disinfection Treatment Regs and has received compliance orders for same. | Project will combat the surface water influence with installation of a chlorination package, referbishing the storage tank and relocate another tank to a safer location. | 316500 | 2010-01-01 | 13 | San Bernardino District | Darwin water quality improvement project (2009)
5400506 | 004 | NORTH KAWEAH MUTUAL WATER CO | C | 25 | C | 75 | Both North Kaweah Mutual Water Company and Tract 403 Water Company currently operate separate community water systems and both are out of compliance for the treatment of water under the influence of surface water. They both lack the filtration required to | Within an existing easement construct three new river wells, a new approx 90 gpm Slow Sand Filtration Unit with a 125,000 gal Steel Reservoir, a 3 Stage Vertical Turbine Pump Plant with Hydropnuematic Tank, a system intertie where existing mainlines cros | 590000 | 2008-01-01 | 12 | Visalia District | Slow Sand Fitration, Reservoir, and Pump Plant
5304501 | 003 | RIVERVIEW ACRES WATER SYSTEM | C | 25 | C | 85 | Riverview Acres Water System supplies its customers unfiltered surface water year-round from its sole source, the Trinity River. Additionally, although the water is continuously chlorinated, contact-time prior to the first customer is insufficient. For | The proposed project includes acquisition of land and installation of a filtration treatment system (likely membranes) to treat water from the Trinity River, sludge basins, and a new storage tank to increase chlorination contact time and improve disinfect | 1489440 | 2009-01-01 | 1 | Klamath District | Riverview Acres WS New Filter Plant
2700992 | 001 | MILLER S LODGE WS | C | 25 | C | 150 | Unfiltered GWUDI wells | Install filtration and disinfection treatment. 7/04 Updated project: drill new well, install tank, install monitoring | 150000 | 2003-01-01 | 5 | Monterey District
4400581 | 001 | OLYMPIA MUTUAL WATER COMPANY | C | 25 | C | 155 | ground/spring water exposed to microorganisms and surface contaminants from animals | surface water treatment system, and redevelopment of springs to limit exposure to contamination and optimize supply | 1105000 | 2002-01-01 | 5 | Monterey District | Compliance w SWT Requirements
3110042 | 001 | TAHOE SWISS VILLAGE UTILITY | C | 25 | C | 300 | No filters at intake from Lake Tahoe. | Build a filter plant. | 390000 | 2010-01-01 | 2 | Lassen District | SWTR (combined)
3110042 | 002 | TAHOE SWISS VILLAGE UTILITY | C | 25 | C | 300 | No filters at intake from Lake Tahoe. | Build a 300,000 to 500,000 gallon storage tank. | 300000 | 2010-01-01 | 2 | Lassen District | Surface water treatment
1210011 | 003 | REDWAY C.S.D. | C | 25 | C | 1500 | One of system's sources and associated reservoir are both under the influence of surface water | Abandon source and associated reservoir; Increase the capacity of the existing surface water treatment plant in order to replace lost source capacity; Increase storage to replace lost storage capacity | 2000000 | 2007-01-01 | 1 | Klamath District | SWTR compliance
5410038 | 005 | TERRA BELLA IRRIGATION DISTRICT - TBT | C | 25 | C | 2340 | The Terra Bella Irrigation District, in addition to providing irrigation water to water users in its service area also provides potable water to domestic water users. The residents living within "Zone 9" of the Terra Bella Irrigation District were not in | The new pipelines will include domestic (potable) water only, combination of domestic/irrigation water and existing pipelines used to to supply irrigation water only. To reduce the cost of the project, a combination of project options will be used. This | 1300000 | 2010-01-01 | 12 | Visalia District | Water Well 87 Pump, Piping and Appertenances
0310003 | 008 | ACWA SUTTER CREEK | C | 25 | C | 5458 | In the 1850’s a ditch system was constructed to convey raw water to various areas of Amador County. These ditch systems for years conveyed the only source of water for residents, ranches and businesses in the Sutter Creek - Ione and other community area | The Agency has completed a feasibility study and has determined that the best solution is to consolidate the Ione and Tanner Water Treatment Plants (WTP) at the Tanner Site. This consolidation would be through the construction of a new Regional WTP facil | 1500000 | 2007-10-01 | 10 | Stockton District | Ione Raw Water Conveyance Conversion Project
0310003 | 010 | ACWA SUTTER CREEK | C | 25 | C | 5458 | For many years, untreated surface water was conveyed to the Tanner Water Treatment Plant for treatment via an open canal. Although a pipeline has replaced the canal as the primary conveyance source to the Tanner Water Treatment Plant, over 100 customers | This project would interie the existing Amador Water System treated water facilities located near the intersection of Ridge Road and New Yark Ranch Road and place a treated water pipe in the canal begininng at New York Ranch Road to Lake Tabeaud (approxim | 5450000 | 2010-01-01 | 10 | Stockton District | Canal Raw Water to Treated Water Pipeline
1900011 | 001 | CAMPS SCOTT & SCUDDER | C | 25 | P | 275 | UNTREATED WELLS UNDER SURFACE WATER INFLUENCE, INTERMITTENT POSITIVE TOTAL COLIFORM RESULTS. | CONNECT OLD SYSTEM TO ADJACENT MUNICIPAL WATER SYSTEM | 210000 | 2010-01-01 | 16 | Central District | GWUDI
5500354 | 002 | COLUMBIA HILLS APARTMENTS | C | 20 | C | 25 | only one approved source; The current water system is delivering water from an inadequate source well that is under the influence of a seasonal creek. | only one approved source; additional source and installation of a totalizing flow meter, well vent, sampling port, 5,000-gallon storage tank; or consolidation | 150000 | 2009-01-01 | 11 | Merced District | Columbia Hills Apartments
5410052 | 001 | LSID - EL RANCHO | C | 20 | C | 150 | Unfiltered surface water provided to community of El Rancho within the LSID service area. | Connection to City of Lindsay | 773000 | 2002-01-01 | 12 | Visalia District | Connect to City of Lindsay
1200501 | 003 | ALDERPOINT COUNTY WATER | C | 20 | C | 215 | The system is in violation of the Surface Water Treatment Rule since it uses water from an unfiltered source. The system is operation under compliance agreement #01-01-94 (CA) 038. The existing 100,000 gallon redwood storage tank is in poor condition an | Install packaged water treatment plant designed to comply with the Surface Water Treatment Rule. The packaged WTP will include automated features permitting remote monitoring and control. In addition, the leaking redwood storage tank will be replaced by | 1360000 | 2010-01-01 | 1 | Klamath District | Installation of packaged WTP and replacement storage tank
0300037 | 002 | Lake Amador Recreation Area | C | 20 | C | 2000 | The Jackson Valley Irrigation District (JVID) a public entity, serves potable and irrigation water to customers in Amador County, specifically the Ione / Jackson Valley area. Potable water customers / connections include the Lake Amador Recreation Area ( | The “Jackson Valley Potable Water Supply Project Phase #2 Distribution,” is designed to extend distribution lines to rural customers from the Phase #1 treatment plant and its limited distribution system that makes high quality water from Pardee Reservoir | 2000000 | 2009-01-01 | 10 | Stockton District | Jackson Valley Potable Water Supply Project Phase #2 Rural Distribution
3110010 | 003 | TAHOE CITY PUD - MAIN | C | 20 | C | 3997 | The Lake Forest Water Company (LFWC) is a private water system operated by the Tahoe Park Water Company and is located in the Lake Forest area to the northeast of Tahoe City. It is surrounded on three sides by the Tahoe City Public Utility District (TCPU | The Lake Forest Improvement District (LFID) project is a comprehensive project to consolidate the Lake Forest Water Company into the Tahoe City Public Utility District Tahoe CIty Main System and provide safe and reliable water supply to the customers of t | 2747209 | 2010-01-01 | 2 | Lassen District | Lake Forest Improvement District
1310005 | 002 | HOLTVILLE, CITY OF | C | 20 | C | 6299 | 198 homes north of 9th St. are on raw unfiltered canal water which does not meet coliform standards. See attachment description (attachment 1) | Annexation of service area north of 9th Street. | 3225356 | 1999-01-01 | 14 | San Diego District | Pipelines for north of 9th St
1310005 | 003 | HOLTVILLE, CITY OF | C | 20 | C | 6299 | 108 residences are served by raw unfiltered canal water which does not meet coliform standards. See attachment description (attachment 1) | Annexation of service area south of city. | 2537948 | 1998-01-01 | 14 | San Diego District | south of city
1909644 | 001 | AZUSA SPRINGS WATER SYSTEM | C | 20 | N | 25 | The current water system, the Azusa Springs Water System (1909644), at 100 N Old San Gabriel Canyon Road, Azusa, CA is in need of major capital improvements. The Azusa Springs Water System is on an improved property that is being transformed into an open | Full replacement of our current antiquated system under our May 2008 Simplified Capital Improvement Plan is estimated at approximately $496,925. Our monthly cost for a certified/qualified water system operator for the well operation and filter maintenanc | 473800 | 2009-01-01 | 16 | Central District | Azusa Springs Water System
4900568 | 001 | VALLEY FORD WATER ASSOCIATION | C | 15 | C | 40 | E. coli and fecal coliform/high nitrate wells | New source or treat existing sources | 450000 | 2007-01-01 | 18 | Sonoma District | Wells 1, 2, and 3
2910006 | 012 | NEVADA ID - LOMA RICA | C | 15 | C | 11814 | Residences using untreated irrigation water for drinking and cooking | Construct pipeline and hydropneumatic station to provide treated water service | 1900000 | 2010-01-01 | 21 | Valley District | Residences using untreated irrigation water for drinking and cooking
2910006 | 015 | NEVADA ID - LOMA RICA | C | 15 | C | 11814 | Residences using untreated water for drinking and cooking | Construct pipeline and pressure reducing station to provide treated water service | 1400000 | 2010-01-01 | 21 | Valley District | Residences using untreated irrigation water
2910006 | 020 | NEVADA ID - LOMA RICA | C | 15 | C | 11814 | Residences using untreated irrigation water for drinking and cooking | Construct pipeline to provide treated water serviced | 920000 | 2010-01-01 | 21 | Valley District | Residences using untreated irrigation water
2910004 | 012 | NEVADA ID - E. GEORGE, BANNER MOUNTAIN | C | 15 | C | 12939 | Residences using untreated water for drinking and cooking | Construct pipelines to provide treated water service | 396000 | 2009-01-01 | 21 | Valley District | Residences using untreated water (previously Snow Mountain)
2701279 | 001 | COASTLANDS MWS (POST CREEK) | C | 10 | C | 129 | Surface supply with no treatment provided. | Install SWT system. | 100000 | 1998-01-01 | 5 | Monterey District | Install Surface Water Treatment system
0310002 | 001 | AWA, CITY OF IONE | C | 10 | C | 4940 | For many years, untreated surface water has been conveyed from the Tanner raw water reservoir to the Ione WTP. Although a pipeline has replaced the canal as the primary conveyance in the mid 1980s, approximately 50 customers take raw untreated water from | Placement of a treated water main from Tanner Treated Water System to the Ione area will provide treated potable water for raw water customers using raw water in their homes. The distance of this pipeline is approximately 51,100 feet and will follow exist | 4000000 | 2010-01-01 | 10 | Stockton District | Amador Raw Untreated Surface Water Constructive Conveyance-Treated Water Converison
1900904 | 003 | ACTON CONSERVATION CAMP # 11 | C | 10 | P | 90 | Camp 11 is a first responder fire suppression camp located in an isolated location. A second well is needed as a back up water source. The current well is located in close proximity to a creek and to the septic system. The new well would be installed a | Add a new well 200-300 feet away from the river and the septic system. | 200000 | 2010-01-01 | 16 | Central District | Add an additional water well away from the river to support the current population and possible expa
1900007 | 002 | CALIFORNIA CONSERVATION CAMP # 14 | C | 10 | P | 95 | The current well is located at the southeast side of the property within 100 feet of the stream. The well is housed in a concrete block shed. There is a flow meter and pressure gauge in close proximity to the well head. Due to the proximity of the grou | Drill a new well 200 to 300 horizontal distance away from the creek. Secure the pump with a secured, concrete block structure. | 200000 | 2010-01-01 | 16 | Central District | Drill a new well away from the creek
1900901 | 004 | FIRE SUPPRESSION CAMP 19 | C | 10 | P | 125 | The water system is in need of an additional water source to meet the demands of the community; ie; new ground well. All details can be provided by the Department of Public Health. | The project is a small community system serving 130 year long residents with a groundwater well. The current well is in very close proximity to the river. Department of Public Health recommends protecting this well from the river and drilling a second w | 300000 | 2010-01-01 | 16 | Central District | Add new well 200 - 300 feet away from river. Current well is in river.
5000243 | 001 | FRANK RAINES PARK OHV | C | 10 | N | 26 | INFILTRATION GALLERY SUBJECT TO COLIFORM CONTAMINATION | Install surface water treatment on existing infiltration pits or replace pits with approved wells = design and construction. | 621505 | 2008-01-01 | 10 | Stockton District | Frank Raines Park OHV
2701278 | 002 | RANCHO CHAPARRAL MWC | C | 5 | C | 48 | Groundwater under the influence of surface water [Source water well is shallow (30 ft. deep) and close to Big Sur River, thus the Monterey County Health Dept. considers it to be under the influence of surface water.] | Conduct study to determine best solution and implement chosen altenative, e.g. drill well, design/construct filtration treatment system. | 100000 | 2000-01-01 | 5 | Monterey District | Groundwater under the direct influence of surface water
5310003 | 001 | TRINITY CENTER M.W.C. . | C | 5 | C | 729 | The treatment currently provided by the Company is not an approved filtration technology. Monthly treatment records show no measurable reduction in the turbidity of the water after it passes through the filter. | Install treatment that meets the requirements of the all surface water treatment regulations. | 288000 | 2007-01-01 | 1 | Klamath District | New Treatment Plant (2010 Planning Project)
5310003 | 002 | TRINITY CENTER M.W.C. . | C | 5 | C | 729 | The treatment currently provided by the Company is not an approved filtration technology. Monthly treatment records show no measurable reduction in the turbidity of the water after it passes through the filter. | Install treatment that meets the requirements of the all surface water treatment regulations. | 2160000 | 2010-01-01 | 1 | Klamath District | Trinity Centrer Treatment Facility (Construction Project)
3110026 | 006 | NEVADA ID - NORTH AUBURN | C | 5 | C | 6320 | Residences using untreated water for drinking and cooking | Construct pipeline and pressure reducing station to provide treated water service | 4400000 | 2010-01-01 | 2 | Lassen District | Treated water to residences
0310012 | 005 | ACWA BUCKHORN PLANT | C | 5 | C | 8508 | The Amador Canal conveyance system is a 23 mile open ditch system from Lake Tabeaud to the Tanner Water Treatment Plant (WTP) in Sutter Creek. The source is the Mokelumne River via Lake Tabeaud. The system was originally built in the 1850’s to convey ra | The project would provide treated water from the Agency’s Central Amador Water Project (CAWP) to a 10 mile cluster residential area along the existing Amador Canal. The CAWP treated water system is located a distance of 1 to 6 miles from this canal area. | 3000000 | 2008-01-01 | 10 | Stockton District | Bosse-Previtali Untreated Raw Ditch Conveyance Treated Water Conversion Project
0910001 | 007 | EL DORADO ID - MAIN | C | 5 | C | 112000 | Unfiltered surface water entering uncovered earthen distribution reservoir. | Cover reservoir with a rigid cover and create a bypass. | 600000 | 1998-01-01 | 9 | Sacramento District | Reservoir CP-1
0910001 | 009 | EL DORADO ID - MAIN | C | 5 | C | 112000 | Unfiltered surface water entering uncovered earthen distribution reservoir. | (Thomas Hill) Evaluation of the need to retain reservoir; design and construction of reservoir protection if necessary. | 1700000 | 1998-01-01 | 9 | Sacramento District | Thomas Reservoir (1997)
0910001 | 010 | EL DORADO ID - MAIN | C | 5 | C | 112000 | Unfiltered surface water entering uncovered earthen distribution reservoir. | (Sac Hill) Evaluation of need to retain reservoir or replace with pump station; design and construct reservoir if necessary. | 500000 | 1998-01-01 | 9 | Sacramento District | Sacramento Hill Reservoir
4200579 | 001 | ROSARIO PARK WATER SYSTEM | C | 0 | C | 38 | Spring source subject to SWTR compliance and is not filtered. | Install a filtration and disinfection treatment system which complies with the SWTR. | 25000 | 1998-01-01 | 6 | Santa Barbara District | SWTR Compliance - spring source
4200579 | 004 | ROSARIO PARK WATER SYSTEM | C | 0 | C | 38 | The water system source is untreated surface spring water that reduces to a trickle during warm season demand. Violations have been issued from CDPH for untreated SW.The water company frequently has to pay to have water hauled in to provide for demand. Th | The proposed project is to comply with the SWTR : abandon connection to the untreated SW and construct a new 6-inch well. The construction will include disinfection equipment, transmission main to connect the well to the storage tanks, and addition of 2-1 | 625000 | 2010-01-01 | 6 | Santa Barbara District | New Well
3110032 | 001 | LAKE FOREST UTILITY COMPANY, INC. | C | 0 | C | 50 | Unfiltered intake at Lake Tahoe. DHS has issued compliance order. | Install filters. Involves design and construction. | 38556 | 2006-01-01 | 2 | Lassen District | Planning Project
3110032 | 004 | LAKE FOREST UTILITY COMPANY, INC. | C | 0 | C | 50 | The primary water source of the Lake Forest Utility Co. (LFUC) is unfiltered surface water from Lake Tahoe. A temporary connection to the Tahoe City Public Utility District (TCPUD) serves as an interim water source, which usually enables LFUC to meet cur | The apparent best project after alternative analysis consists of a new well and a water transmission line. The well would be 12-inch diameter, with an assumed depth of 250 ft. The well would be constructed with a 100 ft sanitary seal. The well would be | 935866 | 2010-01-01 | 2 | Lassen District | Lake Forest Water Supply Project
4400528 | 002 | LAUREL COMMUNITY LEAGUE | C | 0 | C | 55 | The Laurel Community Water League currently has a catch basin into which well water is gathered, and then pumped to service the users. Currently, an inspection report indicates that the catch basin is in violation of CA Title 22, Article 6 Distribution R | Our concept is to erect a sealed pumping chamber consisting of two 4-ft reinforced concrete walls, and a removable top, tied to and sealed to the sides of an existing abandoned railroad tunnel portal. This will provide us with 64 cubic feet of raw water | 50000 | 2010-01-01 | 5 | Monterey District | Laurel Community League Drinking Water Catch Basin
3500503 | 002 | HARMONY HILLS WATER SYSTEM | C | 0 | C | 70 | System receives water from a surface water spring, plus a shallow well lacking a proper sanitary seal which has also been determined to be under the influence of surface water by DPH staff. Both sources of wate | Source Water & Treatment: Slow sand filtration system plus a disinfection contactor will be installed to treat the shallow well and spring. The filtration system will consist of 6 vessel tanks and three control tanks, with a maximum flow capacity of 30-ga | 580926 | 2010-01-01 | 5 | Monterey District | Harmony Hills Treatment Plant Installation and Distribution System Reconstruction
2701263 | 003 | PARTINGTON RIDGE MWC | C | 0 | C | 75 | This is a Catagory B Project; Water system repeatedly violated the total coliform MCL (TCR) due to active sources contaninated with coliform bacterial.PMWC system is classified as GWUI. Ground water under the influence of surface water. Violation: CA Heal | Finalize design and permit for filtration and treatment of water for distribution and use.Installation of slow sand filters to process up to 40gpm of water.Installation of upgraded UV system for primary water treatment.Installation of chlorine injector sy | 331724 | 2010-01-01 | 5 | Monterey District | Water Treatment Facility
2300663 | 003 | HARWOOD WATER SYSTEM | C | 0 | C | 100 | Harwood Water System (Harwood) is located within the community of Branscomb, Mendocino County. Branscomb is located off Branscomb Road approximately 13 miles west of Laytonville and Highway 101 and 12 miles east of Highway 1. Water is supplied to reside | The surface water system would encompase a roughing filter, tri-media filtration, chlorination, one 5,000 gallon clearwell, two 5,000 gallon storage tanks, coagulants, flow meters, pressure sensors, chemical feed pumps, raw and treated water continuous tu | 250000 | 2009-01-01 | 3 | Mendocino District | Harwood Water System - New Surface Water Treatment Plant
2701898 | 002 | CLEAR RIDGE WA | C | 0 | C | 123 | Well is under the influence of surface water | Install surface water filtration system | 655025 | 2003-01-01 | 5 | Monterey District
4300520 | 001 | IDYLWILD WATER SYSTEM | C | 0 | C | 135 | Unfiltered surface water supply | Exploring options to solve unfiltered surface water supply problem. | 150000 | 2000-01-01 | 17 | Santa Clara District
4810025 | 005 | SID-PLEASANT HILLS RANCH | C | 0 | C | 135 | Community Water System No. 4810025 is under Compliance Order No. 02-04-03CO-001. In order to bring this existing public water system located in rural Vacaville into compliance with mandates of the Safe Drinking Water Act of 1974 as amended by the Long Te | The project consists of construction and operation of a 175 gallon per minute membrane filtration water treatment plant with post chlorination and 40,000 gallons of storage. A transmission pipeline will run along Pleasants Hills Ranch Way from the treatm | 2000000 | 2010-01-01 | 4 | San Francisco District | SID-Pleasant Hills Ranch Estates Drinking Water Treatment Plant
3110042 | 003 | TAHOE SWISS VILLAGE UTILITY | C | 0 | C | 300 | This project has a Proposition 50 funding favorable standing. A complete Application was submitted to CDPH in November of 2007. In December 2008 we were informed that "letter of committments" were put on hold. TS submitted a complete application to the T | The entire community would benefit from this water treatment facility to serve potable water. Additionally, fire protection would be enhanced by 320 GPM. The existing leaking 4" steel lake intake line as well an the very small water pumping plant wou | 1567780 | 2010-01-01 | 2 | Lassen District | Tahoe Swiss Village Utility TSVU Water Treatment Facilities
4400631 | 001 | LAS CUMBRES MUTUAL WATER CO | C | 0 | C | 337 | System uses springs for over 50% of water supply. New EPA standards will require treatment of springwater. | Design/construct appropriate SW treatment system | 612370 | 2002-01-01 | 5 | Monterey District | treatment for spring sources
4100533 | 002 | SKYLONDA MUTUAL | C | 0 | C | 431 | Well is contaminated with fecal coliform bacteria due to failed well casing. | Drill a new well. | 17000 | 2010-01-01 | 17 | Santa Clara District | SWTR compliance (GWUDI) (1997)
3110018 | 003 | TAHOE PARK WATER COMPANY | C | 0 | C | 750 | The secondary water source of the Tahoe Park Water Co. (TPWC) is unfiltered surface water from Lake Tahoe. The primary water source is a well. Water storage in the system is less than 30,000 gallons, situated at an elevation lower than the upper portion | The project would provide for a second well of 850 gpm as a secondary, redundant water source for the system. The new well would be constructed on the same parcel as the primary well, and fitted with a 75HP submersible pump and surface facilities. The e | 200000 | 2010-01-01 | 2 | Lassen District | Tahoe Park Main Well No. 2
3110041 | 004 | MIDWAY HEIGHTS C. W. D. | C | 0 | C | 1080 | The MHAAA (Midway Heights Applegate Annexation Association) Improvement District is located within the Community of Applegate in the rural area northeast of the City of Auburn. Many homeowners are living on low yielding and/or failing wells. As many as | The project proposes the installation of approximately 20,000 LF of 10-inch pipeline, 11,800 LF of 8-inch pipeline, 141 service connections, two (2) 250,000 gallon storage tanks and associated appurtenances. The newly constructed water distribution syste | 7374600 | 2010-01-01 | 2 | Lassen District | MHAAA Improvement District Treated Water System Improvements
4410016 | 002 | FOREST LAKES MWC | C | 0 | C | 1145 | Well 5 deemed to be GWUDI | Install treatment or construct replacement well | 200000 | 2003-01-01 | 5 | Monterey District | Ground water under the direct influence of Surface Water
4010024 | 001 | SLO CWWD NO. 23 - SANTA MARGARITA | C | 0 | C | 1200 | Wells subject to SWTR compliance and are not filtered.nadequate source of supply. Two wells under influence of surface water. Two other wells inadequate to meet system demand. | connect to Central Coast Water Authority (CCWA) 2/3/06. | 1000000 | 1998-01-01 | 6 | Santa Barbara District | gwudi
4210013 | 001 | SOLVANG WATER DEPARTMENT | C | 0 | C | 5383 | Sources are subject to SWTR compliance and are not filtered. | Install 1.85 MGD fitlration and disinfection TP to comply with the SWTR. | 1980300 | 1999-01-01 | 6 | Santa Barbara District
4210020 | 003 | SANTA YNEZ RIVER WATER CONS. DIST. ID#1 | C | 0 | C | 8298 | Gallery well subject to SWTR compliance and is not filtered. | Provide fitlration and disinfection treatment which complies with the SWTR or provide additional piping to utilize the well as an agricultural only source. | 2750000 | 1998-01-01 | 6 | Santa Barbara District
1900764 | 001 | HENNINGER FLATS | C | 0 | N | 25 | Henniger Flats is a public campground/historical site in Altadena. The campground is visited by an average of 300 campers per week. The water system is obtaining its water from a nearby spring. It then feeds into a tank that is in bad disrepair (cracki | Close down first water tank (East tank) and construct a new tank for storage. Install new water lines and backflow valves where needed. Add additional water storage to serve the population. Repair valves. Ensure distinction between drinking water and | 300000 | 2010-01-01 | 16 | Central District | Treatment Plant Expansion, Storage tank replacement and additions
3100034 | 003 | BIG BEND WATER USERS ASSOCIATION | C | 0 | N | 25 | System problems:1.) Surface influenced horizontal wells/springs- so treatment is mandated by Placer County Health.2.) Distribution lines need replacement- approximately 3,000 lf of 4" pipe.3.) Storage capacity- additional storage capacity is needed. 20,0 | The project encompasses all phases of a water system; source, treatment, distribution, and storage.Source: currently the system is delivering surface influenced, untreated water. The Mutual is on a boil order. A new well would help with water capacity | 550000 | 2009-01-01 | 2 | Lassen District | Big Bend Wat
0900591 | 001 | NORTH ECHO SUMMIT WATER ASSOCIATION | C | 0 | N | 84 | The North Echo Summit Water Association’s (NESWA) system, serving 42 U.S. Forest Service (USFS) cabins, was installed in the 1920’s. After operating for many years as an informal association, NESWA recently incorporated as a Mutual Benefit Nonprofit Corp | To ensure a sufficient and dependable supply of potable water, the North Echo Summit Water Association (NESWA) intends to install a treatment system to treat its traditional source of surface water. The proposed treatment system would solve the problems | 375000 | 2009-01-01 | 9 | Sacramento District | North Echo Summit Water Association Surface Water Treatment Facility
3500537 | 001 | ST. FRANCIS RETREAT CENTER | C | 0 | N | 145 | The primary well, and only well to remain in production through the year, was drilled in the 1960s and installed without an annular seal. Tests have revealed that the static water level in the well equates to the groundwater level of the adjacent pond. | Fall Creek Engineering of Santa Cruz, CA has designed a treatment system that would deal with our demand and the existing conditions. Elements of the plan include-- Ozone generator, injector and contact tank-- Strainrite filtration system (3 unit syst | 90000 | 2008-04-01 | 5 | Monterey District | St. Francis Retreat Water Treatment Upgrade
3700936 | 001 | RANCHO ESTATES MUTUAL WATER CO. | D | 40 | C | 200 | The company water source exceeds nitrate MCL. Nitrate removal is not practical due to local conditions. | Install a parallel domestic water distribution system for irrigation. | 2800000 | 1998-01-01 | 14 | San Diego District | Nitrate Compliance
5400506 | 007 | NORTH KAWEAH MUTUAL WATER CO | D | 30 | C | 75 | Both North Kaweah Mutual Water Company and Tract 403 (Washburn) operate separate water systems using source water under the influence of surface water. Neither meet the regulatory standards for filtration nor do they have adequate chlorine contact time to | This project would perform geophysical testing for prospective groundwater, acquire the land or easements to drill and equip up to three groundwater wells, construct a 120,000 gal storage tank, and install the necessary connecting piping and components to | 1200000 | 2010-01-01 | 12 | Visalia District | Land acquisition, Groundwater Wells, Storage Tank, and Piping
3100058 | 005 | DUTCH FLAT MUTUAL | D | 30 | C | 290 | The Dutch Flat Water treatment plant does not totally comply with the Cryptosporidium Action Plan, and will have difficulty complying with any new regulations.1. The pre-treatment facilities (i.e. the rapid mix chamber, flocculation basin and sedimentatio | Do to the increasing federal and state treatment mandates and personal responsibility for the existing volunteer operations staff, Dutch Flat Mutual is looking for alternatives to their continued operation of the treatment plant.Dutch Flat Mutual would li | 220000 | 2010-01-01 | 2 | Lassen District | Consolidation of Dutch Flat Water Co. with PCWA
1300572 | 001 | VALLEY MOBILE HOME PARK | D | 25 | C | 70 | Surface water treatment plant does not meet SWTR Regulations of treatment technique. | Construct a new surface water treatment plant. | 100000 | 2000-01-01 | 14 | San Diego District | SWTR compliance
2300730 | 001 | WESTPORT COUNTY WATER DISTRICT | D | 25 | C | 70 | Using unapproved in-line filtration system on surface source. Disinfection system does not meet swtr inactivation requirements. Infiltration gallery effectiveness decreased by lowered stream bed. Raw water pumps failing. | Reconstruct infiltration gallery. Add new contact vessel to plant to change it to direct filtration treatment system. Install new disinfection system to ensure compliance with swtr. | 250000 | 2010-01-01 | 3 | Mendocino District | SWTR compliance
1200587 | 001 | BRICELAND C.S.D. | D | 25 | C | 75 | Fails Turbidty standards at times during the winter months. | Design and Construct source protection. Optimize slow sand filter media construct settling basin an filter and storage capacity | 100000 | 2001-01-01 | 1 | Klamath District | SWTR Compliance
5301002 | 001 | LEWISTON VALLEY WATER CO., INC. | D | 25 | C | 150 | Turbidity standard failures. Filter system is not an approved filtration technology. | Construct new filter system. Replace transmission main. Add new storage tank. | 450000 | 1998-01-01 | 1 | Klamath District | SWTR Compliance (1997)(2010 planning app)
5301002 | 002 | LEWISTON VALLEY WATER CO., INC. | D | 25 | C | 150 | LVWC’s water system is not in compliance with the Surface Water Treatment Rule because it does not provide adequate disinfection/deactivation. Existing finished water storage consists of a 42,000-gallon metal tank and an 18,000-gallon concrete block tank | To increase contact time, the project includes:1) Replacing the existing 42,000 gallon metal storage tank with a larger steel tank (<100,000 gallons); and 2) Converting the existing 18,000 gallon concrete block tank to a chlorine contact reservoir. Reha | 275000 | 2010-01-01 | 1 | Klamath District | Larger storage tank to increase contact time for SWTR compliance (2009-construction))
4500237 | 002 | SWEET BRIAR CAMP | D | 25 | C | 178 | Sytem has problems meeting potable water capacity. | Study/planning/design to 1) Improve slow sand filter capacity, for potable water, or 2) Consolidate with Shasta County Service District No. 3 (Castella) | 100000 | 2004-01-01 | 2 | Lassen District | Study & Possible Consolidation
0510012 | 003 | CAMANCHE SOUTH SHORE-EBMUD | D | 25 | C | 180 | This project is the replacement of the Camanche South and North Shore water treatment plants with a 2.0 MGD Regional Water Treatment Plant (with Amador and Calaveras County partners) that meets DPH regulations. The 90% design is complete and the environme | This project is the replacement of the Camanche South and North Shore water treatment plants with a 2.0 MGD Regional Water Treatment Plant (with Amador and Calaveras County partners). The project includes construction of an ultrafiltation WTP, a new raw | 14000000 | 2010-01-01 | 10 | Stockton District | Camanche Regional Water Treatment Plant (2009)
4500028 | 002 | SHASTA CO CSA # 23 CRAGVIEW | D | 25 | C | 196 | Existing treatment plant not meeting currently approved filtration technology | Conversion of a raw water pipeline to to a floculator and piping modification at an existing treated water storage tank. Replace existing pressure filter with three new vertical pressure filters. | 820000 | 2007-01-01 | 2 | Lassen District | SDWR compliance
3700936 | 003 | RANCHO ESTATES MUTUAL WATER CO. | D | 25 | C | 200 | System is in violation of nitrate standards which continue to increase over time. There are also multiple Total Coliform violations because of old open reservoirs and a failing distribution system resulting in frequent water outages. Customers desire a | Projet will create a permanent connection with nearby Yuima MWC thus relieving the system of its county regulation status. It will replace the failing distribution system with one meeting all AWWA standards that meets peak demand. Construction includes | 1636800 | 2010-01-01 | 14 | San Diego District | Rancho Estates Consolidation and system compliance improvement
1700546 | 003 | CLEARWATER MUTUAL WATER COMPANY | D | 25 | C | 250 | The 35,000 gallon redwood clearwell for the Clearwater MWC is required to be replaced in accordance to Water Permit No. 02-03-98P17005. The Clearwell is in very poor structural condition, leaking and may collapse anytime. The clearwell tank is used for | Clearwater Mutual Water Company is a small community water system that has 90 active service connections serving a maximum population of 100 persons. Most residences are retired living on a fixed income. The community is considered disadvantaged due to | 110000 | 2008-01-01 | 3 | Mendocino District | Clearwater Mutual Water Co. - Clearwell (2007)
1100616 | 001 | ELK CREEK COMMUNITY S.D. | D | 25 | C | 300 | Existing surface water treatment plant did not meet CT requirements. Treatment plant had to be run in batch mode during high turbidity events. | Installation of new surface water treatment plant and miscellaneous appurtenances. | 383525 | 2010-01-01 | 21 | Valley District | SWTR Compliance (1997)
1200538 | 001 | MYERS FLAT M.W.S. INC. | D | 25 | C | 400 | DWP has requested that we replace the roof immediately. Metal tank roof has been repaired so many times that it will not hold screws. We have been advised that we need to build a new roof with vents to prevent the wood from rooting. | This project includes new trusses, new roof and a seismic shut off valve | 178400 | 2008-01-01 | 1 | Klamath District | Replace trusses and roof on storage tank
0910018 | 001 | EL DORADO ID - OUTINGDALE | D | 25 | C | 497 | SWTR violation | consolidate with EID Main system; 5 miles of 10 inch water main | 5500000 | 2003-01-01 | 9 | Sacramento District | EID Outingdale consolidation
1210008 | 006 | GARBERVILLE SANITARY DISTRICT | D | 25 | C | 1500 | The existing filtration capacity is insufficient to meet the Surface Water Treatment Regulation; no backup power to infiltration gallery or treatment plant | Install an additional filtration cell or clarifier unit; Purchase/ install generators for the infiltration gallery and WTP; purchase/ install backup intake pump w controls | 3500000 | 2001-01-01 | 1 | Klamath District | SWT compliance - construction
1206008 | 001 | MATTOLE TRIPLE JUNCTION HIGH SCHOOL | D | 25 | P | 60 | Turbidity failures 8 months out of the year. This system uses a surface water source. The Mattole river reaches turbidities of 800+ NTU. Lack of analyzers on site makes it difficult to design or plan a solution | Surface water treatment rule compliance. | 100000 | 2003-01-01 | 1 | Klamath District | SWTR compliance
2300785 | 001 | LEGGETT VALLEY SCHOOL | D | 25 | P | 175 | Quality, quantity, storage, bad test results. | Well relocation, upgrade storage, better purification system. | 100000 | 1998-01-01 | 3 | Mendocino District | Raw Water Quality; GWUDI
5301010 | 001 | BUD FINE MWC | D | 25 | N | 25 | Turbidity standard failures. Filter system is not an approved filtration technology. Bolted steel tank is deteriorated and has leaks. Some water mains are deteriorated. | Upgrade filter system, replace storage tank, and replace deteriorated mains. | 225000 | 1998-01-01 | 1 | Klamath District
5305003 | 001 | RUTH LAKE MARINA | D | 25 | N | 200 | Well sources under the direct influence of surface water with no filtration. | Relocate well sources above projected maximum flood level. Extend system to incorporate nearby individual residence systems. | 20000 | 2010-01-01 | 1 | Klamath District | Add Filtration facilities
5305004 | 001 | RUTH LAKE RECREATION AREA | D | 25 | N | 250 | Well source is under the direct influence of surface water and has an unapproved filtration technology (cartridge filter). Individual private residences want to be served by the system. | Relocate well source above maximum flood line. Consolidate individual systems. | 25000 | 2010-01-01 | 1 | Klamath District | Add filtration facilities
1700519 | 001 | CRESCENT BAY IMPROVEMENT COMPANY | D | 20 | C | 18 | Inadequate Surface water treatment plant | Improvements to existing treatment facility | 50000 | 2010-01-01 | 3 | Mendocino District | swtr compliance
4700503 | 001 | CALLAHAN WATER DISTRICT | D | 20 | C | 70 | Unable to meet disinfection performance requirements (CT) due to inadequate contact time. In-line filtration plant occasionally fails turbidity performance standards. | Add storage or replumb to increase contact time for disinfection. Review condition of components of filter plant and repair or replace defective components to ensure proper filtration. | 250000 | 1998-01-01 | 1 | Klamath District | SWTR compliance
1000019 | 002 | FCSA #30/EL PORVENIR | D | 20 | C | 130 | There are two problems with this water system.1. Primary source of water is surface water purchased from the Westlands Water District. If there is an interruption in delivery of this water or if the water treatment system fails, the backup source of wate | Corrective action for well chlorination includes installing the following: a. control transformer inside the well control panel; b. circuit breaker for circuit protection; c. a three-position selector switch for filter control system or well control syste | 134116 | 2009-01-01 | 23 | Fresno District | Chlorination & Storage Tank Replacement (2010 planning)
1000019 | 003 | FCSA #30/EL PORVENIR | D | 20 | C | 130 | inline filtration that does not comply with SWTR requirements; surface water purchased from Westlands Water Dist;; may include chlorination and storage; ; | Evaluate alternatives to address inline filtration and TTHM MCL and construct project | 1000000 | 2010-01-01 | 23 | Fresno District | Chlorination and storage tank replacement (2010 construction)
4500022 | 002 | HAT CREEK WATER COMPANY, LLC | D | 20 | C | 198 | Current storage inadequate and does not meet I.S.O. Standards. | Install 40,000 plus gallon gravity storage tank with associated piping, controls and pump and SWTP. | 539879 | 1999-01-01 | 2 | Lassen District | Filtration System Replacement and Addition of Water Storage Tank
4900647 | 002 | SERENO DEL MAR WATER COMPANY (PUC) | D | 20 | C | 200 | The Salmon Creek CSA #41 water system currently uses two separate sources. A shallow well, located adjacent to 3 residences, provides brackish water with a specific conductivity exceeding 2000 UMHOS/CM. This well may not have an adequate well seal. The | The project consists of the installation of 1-1/2 miles of dual pipeline, a 2" raw water line to deliver Salmon Creek's water sources to the treatment plant at Sereno del Mar and an 8" line to deliver finish water from the 300,000 gallon gravity tanks to | 700000 | 2010-01-01 | 18 | Sonoma District | Consolidation of treatment works Salmon Creek/Carmet and Sereno Del Mar Water Systems
4900543 | 003 | SONOMA COUNTY CSA 41-SALMON CREEK | D | 20 | C | 220 | The Salmon Creek Water System currently utilizes two separate sources. A shallow well adjacent to 3 residences provides brackish water with a specific conductivity exceeding 2,000 omhs/cm. This well may not have an adequate well seal. The second source | The project consists of the installation of 3 miles of dual pipeline. A 2” raw water line to deliver Salmon Creek’s water sources to the treatment plant at Sereno del Mar and an 8” line to deliver finish water from the 300,000 gallon gravity tanks at Ser | 500000 | 2008-01-01 | 18 | Sonoma District | Consolidation of Treatment Works Salmon Creek/Carmet and Sereno del Mar Water Systems
1000359 | 003 | FCSA #32/CANTUA CREEK | D | 20 | C | 230 | In the CDPH-DWP Annual Inspection Report for 2007, dated March 18, it was noted in item # 6 that when the CL2 pump air locks, the chorline residual was low. On some days, it was too low to achieve disinfection. It was requested that equipment improveme | The system should be evaluated by a water system engineer to determine best course to eliminate deficiencies.Corrective actions may include installing a chlorine residual monitoring system, an alarm/annunciator to notify operators when system thresholds m | 35000 | 2009-01-01 | 23 | Fresno District | Improvements to Water System (2010 planning)
1000359 | 004 | FCSA #32/CANTUA CREEK | D | 20 | C | 230 | the system relies on an inline surface water plant that does not comply with SWTR requirements; system has been issued a compliance order for failure to comply with CHSC section 116555 | Replace pump; install telemetry and alarm system; replace media; install clarifier; make modification to original treatment plant; replace Detention basin for CT; relocate and replace contraol and sensors | 1000000 | 2010-01-01 | 23 | Fresno District | SWTR Compliance (2010 construction)
3700938 | 001 | YUIMA MUNICIPAL WATER DISTRICT IDA | D | 20 | C | 400 | Three open reservoirs are sources of possible contamination. | Install flating polypropyline covers. | 1000000 | 1998-01-01 | 14 | San Diego District | Open finished water reservoir
5301003 | 001 | LEWISTON PARK MWC | D | 20 | C | 450 | System's filtration process is not an approved filtration technology. System is under compliance agreement with DHS to comply with Surface Water Treatment Regulations. | Construct new filtration facilities and/or develop new groundwater sources. Add emergency standby generator capability. | 100000 | 2010-01-01 | 1 | Klamath District | SWTR compliance
1700568 | 002 | RIVIERA WEST MUTUAL WATER CO. | D | 20 | C | 500 | The Company experiences both fluctuating power surges and power outages during both winter and summer periods. The water treatment plant does not have any backup power. | Install emergency generators at the surface water treatment plant to operate the plant and the booster pumps. Install emergency generators at the booster pump station in the distribution system. | 130000 | 2010-01-01 | 3 | Mendocino District | Improve System Reliability during Power Loss
1700568 | 003 | RIVIERA WEST MUTUAL WATER CO. | D | 20 | C | 500 | The Department characterized the existing treatment facility on June 17, 1994 as an inline filtration treatment system. Inline filtration is not an approved water treatment technology because there is insufficient reaction time for the coagulant to form | By upgrading the existing water treatment facility to a direct filtration water treatment plant, including the installation of a contact clarifier and mechanical coagulant mixer, the water treatment facility will be deemed an approved water treatment faci | 585000 | 2010-01-01 | 3 | Mendocino District | Clarifier pretreatment with plant upgrade
1700568 | 005 | RIVIERA WEST MUTUAL WATER CO. | D | 20 | C | 500 | To improve drinking water reliability to the customers of the Riviera West community, the Company plans to construct an emergency intertie. Buckingham Park Service District is the public water system located immediately north of the Company and less than | Construct an emergency intertie between the effluent of Riviera West Mutual Water Company's surface water treatment plant and Buckingham Park Water District's distribution system. | 100000 | 2010-01-01 | 3 | Mendocino District | Emergency Intertie
1210018 | 002 | CITY OF TRINIDAD | D | 20 | C | 1000 | Exceeding filter loading rates; Not meeting turbidity standards; Not meeting CT requirements; Not meeting disinfectant residual requirements; Exceeding DBP MCL's | Install membrane filter system; feed line to water tanks, chlorine booster pump station; backwash solids handling; other SWT compliance | 500000 | 2007-01-01 | 1 | Klamath District | SWTR compliance (2010 Planning Project)
2210001 | 005 | MARIPOSA PUBLIC UTILITY DIST | D | 20 | C | 2000 | 5/05 wtp does not meet lt1eswtr; The system exceeded the DBP MCLs of the DBP Rule. | Construct a new water treatment plant. | 3050000 | 2004-01-01 | 11 | Merced District | New Water Treatment Plant
4901106 | 001 | CATHOLIC CHARITIES - CYO CAMP | D | 20 | N | 25 | CYO Camp's Surface Water System serves approximately 20-25 permanent residents and some 6,000-7,000 children and adults each year at our 216 acre year round site through our Outdoor Education, Summer Camp, and Retreat programs.The following Water Treatmen | Proposed Intertie to the Occidental Community Services District (OCSD) Water Distribution SystemThe OCSD receives its water under a Joint Powers agreement with the Camp Meeker Recreation and Park District, and distributes water to services within Zone 1, | 1034000 | 2009-01-01 | 18 | Sonoma District | CYO Camp Water System (intertie; 2008)
1009214 | 002 | WESTSIDE HARVESTING | D | 15 | C | 25 | The disinfectant residual levels/contact times did not meet all requirements. There was not enough contact times for disinfection. We hand delivered notices on 8-21-09 to the housing occupants notifying them of this failure. | We are looking at getting a 100,000 gallon storage tank to meet the CT requirements. | 360000 | 2010-01-01 | 23 | Fresno District | Adding a 100,000 gallon storage to meet contact time.
1009051 | 001 | HOULDING FARMS | D | 15 | C | 50 | We are under a compliance order from the CA Department of Public Health for TTHM. This problem needs to be fixed. | We need to updated from an Inline Plant to a Direct or Conventional Filteration Plant. | 200000 | 2010-01-01 | 23 | Fresno District | To bring current water treatment system up to State standards.
1009281 | 003 | HAMMONDS RANCH | D | 15 | C | 50 | Treated water from treated storage will not meet ctCitation 03-2309C-034Failure to achieve adequate contact time | Replace two old 20,000 gallons storage tanks with four new 20,000 gallonsbaffled tanks | 160000 | 2010-01-01 | 23 | Fresno District | Replace storage tanks for CT compliance
5301017 | 001 | RUSH CREEK MUTUAL WATER SYSTEM | D | 15 | C | 80 | 1. Water treatment plant does not meet the LT1 requirement. 2. turbidity meters and turbidity recording equipment do not meet 15 min. reporting requirement | 1. Upgrade water treatment plant to meet the LT1 requirement (through addition of approved filter technology). May and probably will require addition to existing treatment plant building to house upgrades. | 203500 | 2007-01-01 | 1 | Klamath District | Rush Creek Mutual Water System Compliance Upgrades and Maintenance Projects
1000213 | 001 | HARRIS FARMS/HORSE BARN | D | 15 | C | 100 | The DPH inspection report dated December 2007 listed deficiencies for the treatment plant. The 100 gallon per minute treatment plant is approximately 30 years old and includes a pretreatment unit, 2 each 42 inch diameter pressure filters, two each 20,000 | New equipment items including the following are proposed for the treatment plant: A new pressure contact clarifier pretreatment unit, an additional 42 inch diameter pressure filter, a new 100,000 gallon capacity treated water storage tank, a granular ac | 388000 | 2010-01-01 | 23 | Fresno District | Harris Farms Horse Division Treatment Plant Modifications
5410022 | 001 | CAMP NELSON WATER COMPANY | D | 15 | C | 150 | The unincorporated mountain community of Camp Nelson is located in the Sequoia National Forest, approximately 30 miles east of Porterville in Tulare County. The Camp Nelson Water Company (Water Company) provides domestic water to a portion of this commun | The Camp Nelson Water Company (Water Company) needs to upgrade its water treatment facilities to continuously achieve treatment standards. The California Department of Health Services (DHS) has indicated that the provision of flocculation and clarificati | 500000 | 2008-01-01 | 12 | Visalia District | Water Treatment Plant Improvements
1009028 | 001 | HARRIS FARMS SOUTH #101-144 | D | 15 | C | 160 | The DPH issued compliance order #03-12-080-009 dated April 29, 2008 for the South Camp system. The 90 gallon per minute treatment plant is approximately 30 years old and includes a pretreatment unit, 2 each 42 inch diameter pressure filters, two each 20 | New equipment items including the following are proposed for the treatment plant: A new pressure contact clarifier pretreatment unit, an additional 42 inch diameter pressure filter, a new 100,000 gallon capacity treated water storage tank, a granular ac | 388000 | 2010-01-01 | 23 | Fresno District | Harris Farms South Camp Water System Improvements
1009027 | 001 | HARRIS FARMS CAMP C #501-523 | D | 15 | C | 300 | The DPH inspection report dated December 2007 listed deficiencies for the treatment plant. The 120 gallon per minute plant is approximately 30 years old and includes a pretreatment unit, 2 each 60 inch diameter pressure filters, two each 20,000 gallon tr | New equipment items including the following are proposed for the treatment plant: A new pressure contact clarifier pretreatment unit, a new 100,000 gallon capacity treated water storage tank, a granular activated carbon (GAC) filter system, an ultraviol | 344000 | 2010-01-01 | 23 | Fresno District | Harris Farms Headquarters Treatment Plant Modifications
1009078 | 001 | HARRIS FEEDING COMPANY | D | 15 | C | 400 | The DPH inspection report dated December 2007 listed deficiencies for the treatment plant. The 125 gpm treatment plant is approximately 30 years old and includes a pretreatment unit, 3 each 42 inch diameter pressure filters, two each 20,000 gallon storag | New equipment items including the following are proposed for the treatment plant: A new pressure contact clarifier pretreatment unit, a new 100,000 gallon capacity treated water storage tank, a granular activated carbon (GAC) filter system, an ultraviol | 344000 | 2010-01-01 | 23 | Fresno District | Harris Farms Feeding Company Treatment Plant Modifications
3301115 | 001 | Chiriaco Summit Water Dist. | D | 15 | C | 400 | The present system is antiquated and needs to be updated to meet the state SWTR and federal regulations. We will send additional information and the drawings and information on the new system as soon as we have the finished plan. | The new project will include a 300,000 gallon storage reservoir, plus a new pipe system from the canal to the reservoir which will split water into potable and non potable for use at the Chiriaco site. All new plastic piping will be included as well | 1514000 | 1998-01-01 | 20 | Riverside District
4500001 | 001 | SHASTA CO CSA # 25 KESWICK | D | 15 | C | 475 | System does not meet standards for SWTR and disinfection; source is a conveyance from Whiskeytown Res to Keswick Res; filtration system is classified as in-line technology.Keswick service area is low income status | Replace existing filtration system with approved filtration technology; a package SWTP is proposed including automotic controls, chart recorders and analyzers for process control and monitoring, and a backwash holding tank | 212489 | 2007-01-01 | 2 | Lassen District | Keswick system SWTR Compliance
1700568 | 001 | RIVIERA WEST MUTUAL WATER CO. | D | 15 | C | 500 | Surface water treatment facility is In-Line system that cannot achieve two log removal of Giardia. | Installation of another treatment process to enable facility to achieve two log Giardia removal. | 500000 | 2004-01-01 | 3 | Mendocino District | Treatment Plant Improvements
4510002 | 005 | MOUNTAIN GATE C.S.D. | D | 15 | C | 2500 | the district has 2ea. 1mgd pressure filters installed in the 1970's and early 80's. These filters are an unaproved technology and need to be replaced with conventiona filtration. in 2006 both filters had reached the end of their usefull life and were in f | replacement of warnout 2mgd direct filtration system with new conventional filtration package plant. | 1450000 | 2010-01-01 | 2 | Lassen District | filter plant replacement
0910013 | 002 | GEORGETOWN DIVIDE PUD | D | 15 | C | 9021 | Water treatment plant not in compliance with EPA standards. DHS compliance order No. 01-08-04CO-002 dated 2/9/04 | Construct Greenwood Lake water treatment plant | 5000000 | 2005-01-01 | 9 | Sacramento District | Greenwood Lake WTP
1910067 | 019 | LOS ANGELES-CITY, DEPT. OF WATER & POWER | D | 15 | C | 4071873 | In order to meet new United States Environmental Protection Agency (USEPA) standards governing uncovered finished water reservoirs and disinfection by-products, the LADWP will cover the existing uncovered Santa Ynez Reservoir. | A floating cover will be installed over the existing Santa Ynez Reservoir, cover installation would also involve removal of the outlet tower and modifications to the reservoir internal piping system. | 31200000 | 2009-01-01 | 15 | Metropolitan District | Santa Ynez WQIP
1910067 | 021 | LOS ANGELES-CITY, DEPT. OF WATER & POWER | D | 15 | C | 4071873 | Silver Lake and Ivanhoe Reservoirs are uncovered finished water reservoirs that do not conform to the Long-Term 2 Enhanced Surface Water Treatment Rule and the Stage 2 Disinfectants and Disinfection Byproduct Rule. Silver Lake Reservoir’s capacity is 795 | River Supply Conduit Lower Reach (RSC) Unit 4 is a segment of a pipeline that is downstream of the future Headworks Reservoir that will convey water to the Silver Lake Reservoir service area. This pipeline consists of 10,500 feet of welded-steel pipe, inc | 47900000 | 2010-01-01 | 15 | Metropolitan District | River Supply Conduit (RSC) Lower Reach Unit 4
1910067 | 022 | LOS ANGELES-CITY, DEPT. OF WATER & POWER | D | 15 | C | 4071873 | A new trunk line is proposed to replace the River Supply Conduit (RSC) Upper Reach because of the two key reasons:* California Department of Public Health (CDPH) Regulations: Sections of the RSC are either unpressurized or at very low pressures. Title 22, | This project consists of constructing 13,750 linear-feet of 78-inch diameter welded steel pipeline primarily within a 14-foot diameter tunnel. The tunnel begins underground at Johnny Carson Park in Burbank and continues northwest under Whitnall Highway to | 100000000 | 2010-01-01 | 15 | Metropolitan District | River Supply Conduit Upper Reach Unit 7
3400251 | 019 | SIERRA ENTERPRISE ELEMENTARY SCHOOL | D | 15 | P | 260 | The existing well does not meet County of Sacramento Environmental Management Department requirements possibly due to the age of the Well. | We are in the process of putting out to bid the Installation of a new well at this site. The existing well will not pass the monthly bacterial test, the school is curently on bottled water. | 130000 | 2009-01-01 | 9 | Sacramento District | Well replacement
1009006 | 002 | PAPPAS & CO (COALINGA) | D | 10 | C | 50 | Non-compliance with maximum contaminant level (MCL) for Total Trihalomethanes and/or Haloacetic Acids.Subject to quarterly testing and notification of exceedance of a Chemical MCL. | Study to determine and construction of best improvement plan from among identified options:1) GAC treatment2) Minimizing water age in the distribution system and maximizing reservior turnover3) Treatment optimization and increased DBP precurser removal th | 250000 | 2010-01-01 | 23 | Fresno District | Coalinga TTHM compliance
5200503 | 004 | MINERAL COUNTY WATER DISTRICT | D | 10 | C | 109 | We are looking at replacing our filtration system with one that will cost less to operate, produce cleaner water and will meet all of LTESWTR’s rules. The system we have now cost us in June of 2007 ˜ $5,346.00 and the filtration plant produced 629,943 C | We are hopeing that a new surface treatment system would give us better water at a mor reasenable cost. A membrain filteration. I realy do not know, none of the venders that I contacted got back to me. | 225000 | 2008-01-01 | 21 | Valley District | Surface Water Treatment
2000544 | 001 | MD#01 HIDDEN LAKE ESTATES | D | 10 | C | 150 | THE EXISTING WATER TREATMENT PLANT DOES NOT HAVE SUFFICIENT CAPACITY TO MEET THE SUMMER DEMANDS OF THE SYSTEM. AS A RESULT, THE STORAGE TANK HAS EMPTIED ON NUMEROUS OCCASIONS. | INSTALL A NEW WATER TREATMENT PLANT (100 GPM CAPACITY), LARGER INTAKE PUMPS, AND ASSOCIATED PIPING AND ELECTRICAL FACILITIES. ALSO INSTALL AN ADDITIONAL 100,000 GALLON STORAGE TANK. | 2000000 | 1998-01-01 | 11 | Merced District | New Surface Water Treatment Plant
0800555 | 009 | GASQUET C.S.D. | D | 10 | C | 775 | Surface water treatment deficiency | Build additional filtration, storage, and distribution line capacity. | 486500 | 1999-01-01 | 1 | Klamath District | SWTR compliance (1997)
5410011 | 004 | SPRINGVILLE PUD | D | 10 | C | 1500 | Inline filtration is not an approved filtration technology. Additionally, filtration process occasionally exceeds trubidity standards starting January 2005. | Install U.S. Filter Microfloc-AE Trident - AE Water Treatment System before the inline filtration system. | 3000000 | 2005-01-01 | 12 | Visalia District | Treatment Plant Upgrade
4710011 | 003 | CITY OF YREKA | D | 10 | C | 7290 | The City has, in the past, complied with provisions of the Surface Water Treatment Rule through a Filtration Plant Demonstration Study, conducted in 1997. With the adoption of the current Long-Term 1 Enhanced Surface Water Treatment Rule (LT1ESWTR) by th | The proposed project would consist of eight major items, construction of which will bring the City into compliance with current State and Federal regulations, and provide reliability to the City’s system: •Add a fourth pump to the Fall Creek | 11185000 | 2010-01-01 | 1 | Klamath District | Fall Creek Water System Improvements
1910067 | 030 | LOS ANGELES-CITY, DEPT. OF WATER & POWER | D | 10 | C | 4071873 | Existing facility does not meet DHS's minimum requirements for pressure. The new facility will provide additional supply to the Silver Lake service area. The facility is required as a result of reservoirs being taken out of service. The project is divi | Install approximately 5,300 linear feet of 96-inch pipe and appurtenances in Zoo Drive from the Live Steamers to north of the Los Angeles Zoo Parking Lot in Griffith Park. Construction is by open trench methods. | 27243786 | 2010-01-01 | 15 | Metropolitan District | River Supply Conduit Lower Reach Unit 1B
1910067 | 031 | LOS ANGELES-CITY, DEPT. OF WATER & POWER | D | 10 | C | 4071873 | Existing facility does not meet DHS's minimum requirements for pressure. The new facility will provide additional supply to the Silver Lake service area. The facility is required as a result of reservoirs being taken out of service. Unit 6 is one of 3 | RSC (Upper Reach) Improvement Project - 30,000 feet of 78-inch wsp from the North Hollywood Pump Station sump to future Headworks Reservoir. Unit 6:Approx. 11,800 LF of 78-inch wsp pipe.Install 4500 LF in open trench on Lankershim Blvd and 1000 LF of jack | 67400000 | 2010-01-01 | 15 | Metropolitan District | River Suply Conduit Upper Reach Unit 6
1910067 | 033 | LOS ANGELES-CITY, DEPT. OF WATER & POWER | D | 10 | C | 4071873 | The Headworks Reservoir will replace the storage capacity currently being provided by the Silverlake Reservoir and the Ivanhoe Reservoir. Ivanhoe and Silverlake are open reservoirs exposed to contamination from surface runoff, birds, insects, animals, an | The Headworks Reservoir will have a capacity of 110 million gallons divided into two compartments. It will receive the water from the North Hollywood area by means of a pipeline with a length of 36,000 feet varying in diameters from 78 to 96 inches. The | 100000000 | 2010-01-01 | 15 | Metropolitan District | Headworks Reservoir
1910067 | 034 | LOS ANGELES-CITY, DEPT. OF WATER & POWER | D | 10 | C | 4071873 | The existing pipeline that supplies water to Silverlake Reservoir service zone does not meet the minimum pressure requirements by the California Department of Public Health. The River Supply Conduit – Unit 1A, which is a segment of the overall River Supp | The River Supply Conduit – Unit 1A consists of the installation of 6,400 linear feet of 84-inch and 96-inch diameter steel pipe, valves, and flowmeters to supply water to the proposed Headworks Reservoir. Methods of construction will include open trench a | 50544472 | 2010-01-01 | 15 | Metropolitan District | River Supply Conduit Lower Reach Unit 1A
1910067 | 037 | LOS ANGELES-CITY, DEPT. OF WATER & POWER | D | 10 | C | 4071873 | Replaces 1914 Riveted Steel Pipe. Primary sorce to eastern portion of San Fernando Valley and to Franklin, Hollywood, and Silver Lake service areas. Increases reliability. Title of Regulation: Surface Water Treatment Rule. This is necessary for reliabilit | Replaces 1914 Riveted Steel Pipe. Primary source to eastern portion of San Fernando Valley and to Franklin, Hollywood, and Silver Lake service areas. Increases reliability. Title of Regulation: Surface Water Treatment Rule. City Trunk Line South (CTLS) | 18900000 | 2010-01-01 | 15 | Metropolitan District | City T/L South Unit 6
1910067 | 038 | LOS ANGELES-CITY, DEPT. OF WATER & POWER | D | 10 | C | 4071873 | The existing facility does not meet DHS's minimum requirements for pressure. The new facility will provide additional supply to the Silver Lake service area. The facility is required as a result of reservoirs being taken out of service. Unit 5 is one of 3 | RSC (Upper Reach) Improvement Project - 30,000 feet of 78-inch wsp from the North Hollywood Pump Station sump to future Headworks Reservoir. Unit 5:Approx. 3900LF of 78-inch wsp pipe. All 3900 LF installed within a 12-foot diameter conventional tunnel thr | 43400000 | 2010-01-01 | 15 | Metropolitan District | River Supply Conduit Upper Reach Unit 5
1910067 | 039 | LOS ANGELES-CITY, DEPT. OF WATER & POWER | D | 10 | C | 4071873 | Once the project is placed into service, Ivanhoe Reservoir will be taken out-of-service to comply with the US EPA's Long Term 2 Surface Water Treatment Rule. | Approximately 5,000 feet of 66-inch diameter steel pipeline 4,700 feet of which will be tunnel constrcution. The project also consists of a relief station, flow meter and a 4-legged regulator station (three 36-inch legs and one 30-inch leg). this pipeline | 40300000 | 2010-01-01 | 15 | Metropolitan District | Silverlake Reservoir Bypass Tunnel & Reg Station
1009035 | 001 | PILIBOS BROTHERS RANCH (SIMONIAN FARMS) | D | 5 | C | 25 | Current system will not meet State of California health standards. | Install complete State of California approved water treatment system. | 275000 | 2010-01-01 | 23 | Fresno District | Complete replacement of existing filtration system
3700934 | 002 | PAUMA VALLEY MUTUAL WATER COMPANY | D | 5 | C | 120 | Pauma Valley Mutual Water Co.-- CWS System No. 3700934Applications CDPH SDWSRF, Prop 84, Economic Recovery FundingSTATEMENT OF PROBLEMCATEGORY BWater systems that have repeatedly violated the total coliform MCL (TCR) due to active sources contaminated wit | Pauma Valley Mutual Water Co.-- CWS System No. 3700934Applications CDPH SDWSRF, Prop 84, Economic Recovery Funding STATEMENT OF SOLUTIONConsolidation of Pauma Valley Mutual Water Company’s Area A with Yuima Metropolitian Water District (YMWD) and format | 3006235 | 2010-01-01 | 14 | San Diego District | Consolidation, System Improvements for mandatory Federal, State Drinking Water requirements
4610002 | 001 | DOWNIEVILLE PUBLIC U.D. | D | 5 | C | 391 | The current mixed media direct filtration system is not an approved surface water treatment system. During periods of high runoff in the source creek, the increased level of turbidity overwhelms the filters and causes the treated water turbidity to excee | The proposed project will provide a modern, approved technology, water treatment system capable of coping with the full range of raw water turbidity typical of the source creek. The upgraded system will also be designed to provide adequate disinfectant c | 818000 | 2008-01-01 | 2 | Lassen District | Downieville PUD / Treatment Upgrades
3700938 | 004 | YUIMA MUNICIPAL WATER DISTRICT IDA | D | 5 | C | 400 | Reservoir 6 is a small, uncovered, concrete lined, open reservoir storing potable finished water for agriculture and domestic use and as such is in violation of the USEPA 40 CFR Parts 9, 141 & 142 - Long Term 2 Enhanced Surface Water Treatment Rule (LT2ES | A larger covered steel tank will provide the required capacity and satisfy the CDPH health requirement. The Reservoir 6 property is adequate in size to hold a tank, with proper engineered foundation and preparation of the base area.The District also owns | 2260000 | 2010-01-01 | 14 | San Diego District | Reservoir and Booster 6 Replacement Project
3710016 | 004 | RAINBOW MUNICIPAL WD | D | 5 | C | 18750 | Beck Reservoir is an open potable water reservoir that does not comply w/ DHS open reservoir policy #95-005. | Add hypalon cover, or convert to raw water impoundment and add 10.5 MGD microfiltration. NOTE: micro plant/$13.3M, HYPALON/$2.6M | 15500000 | 1998-01-01 | 14 | San Diego District | Beck (1997)
3710016 | 008 | RAINBOW MUNICIPAL WD | D | 5 | C | 18750 | The District currently has four (4) open uncovered treated water distribution reservoirs. In order to comply with CDPH treatment standards effective April 2009 the District has implemented plans to rehab our existing reservoir with covers to meet drinking | Rainbow Municipal Water District solicits funding through the Federal Economic Recovery program. The project is comprised of site modifications and improvements including the installation of floating covers and liners, inlet/ outlet piping, security fenci | 7800000 | 2010-01-01 | 14 | San Diego District | Morro Reservoir Rehabilitation Project
3710029 | 006 | OLIVENHAIN MWD | D | 5 | C | 63000 | The United States Environmental Protection Agency has developed the Long Term 2 Enhanced Surface Water Treatment Rule (LT2 rule) to improve drinking water quality and provide additional protection from disease-causing microorganisms and contaminants that | This project involves the design of improvements to the treatment plant in order to comply with the LT2 Rule, and includes field investigations, project management, permitting, VCF verification, as well as bid phase services and equipment pre-selection. S | 449250 | 2010-01-01 | 14 | San Diego District | LT2 Improvement Design for David C. McCollom Water Treatment Plant
1910067 | 009 | LOS ANGELES-CITY, DEPT. OF WATER & POWER | D | 5 | C | 4071873 | Los Angeles Reservoir is an uncovered finished water reservoir that does not conform to the Long-Term 2 Enhanced Surface Water Treatment Rule. Reservoir capacity is 3.3 BG; surface area is 176 acres. | Construct earthen dam to divide reservoir and install a floating cover on each half of the reservoir. Construction will include new outlet structures and piping. | 20000000 | 2007-01-01 | 15 | Metropolitan District | Los Angeles Reservoir WQ Improvement Project
1910067 | 010 | LOS ANGELES-CITY, DEPT. OF WATER & POWER | D | 5 | C | 4071873 | Elysian Reservoir is an uncovered finished water reservoir that does not conform to the Long-Term 2 Enhanced Surface Water Treatment Rule. Reservoir capacity is 55 MG; surface area is 6 acres. | Install floating cover to protect finished water in reservoir. | 10000000 | 2007-01-01 | 15 | Metropolitan District | Elysian Reservoir WQ Improvement Project
1910067 | 011 | LOS ANGELES-CITY, DEPT. OF WATER & POWER | D | 5 | C | 4071873 | Upper Stone Canyon Reservoir is an uncovered finished water reservoir that does not conform to the Long-Term 2 Enhanced Surace Water Treatment Rule. Reservoir capacity is 137 MG; surface area is 14 acres. | Install floating cover to protect finished water in reservoir. | 18000000 | 2007-01-01 | 15 | Metropolitan District | Upper Stone Canyon Reservoir WQ Improvement Project
5403129 | 001 | TRACT 403 MUTUAL WATER CO | D | 0 | C | 30 | Ground water system that is under the influence of surface water. This is treated as a groundwater system. A new well was drilled and provided an abundance of salt. A new well could go a long way. | New well, distribution, chlorinator, and or consolidation. | 500000 | 2009-01-01 | 12 | Visalia District | Develope new well and second source for PWS
4900549 | 002 | SONOMA COUNTY CSA 41-FREESTONE | D | 0 | C | 60 | To provide adequate source capacity the system must use ground and surface water sources. The exisiting surface water treatment require upgrade to comply with the SWTR. Iron and maganese treatment for surface and ground water sources. | Drill a new well and use it as primary, sole source. Use spring as standby source. | 227000 | 1998-01-01 | 18 | Sonoma District
4100512 | 006 | LOMA MAR MUTUAL | D | 0 | C | 108 | WTP not meeting turbidity standards | Make upgrades/improvements to WTP | 71000 | 2006-01-01 | 17 | Santa Clara District | WTP improvements/upgrades
2100519 | 004 | ESTERO MUTUAL | D | 0 | C | 125 | The surface water treatment plant does not have any data logging or recording equipment for raw or finished water. In order to be in compliance with surface water treatment rules, Estero Mutual needs to install in line monitoring equipment that can gene | The project would include the installation and calibration of in line data logging and recording equipment. Installation would be in Estero Mutuals treatment plant, and consist of wiring, plumbing, and mounting of equipment into exsisting system. Monito | 11896 | 2008-01-01 | 18 | Sonoma District | SWT Plant Data logging and Recording Equipment
2100519 | 006 | ESTERO MUTUAL | D | 0 | C | 125 | Estero Mutual's 200000 gallon drinking water storage tank is badly corroded and leaking. The tank needs to be replaced to ensure drinking water and fire protection to the community. Estero Mutual Water Company does not have the funds to replace the tank | Obtain all permits,remove old tank and erect new water storage tank. The new tank would provide reliable water storage for drinking and fire protection for the community. | 395000 | 2010-01-01 | 18 | Sonoma District | Storage tank replacement
4810025 | 001 | SID-PLEASANT HILLS RANCH | D | 0 | C | 135 | Unfiltered Surface water source. | Install POEs treatment.. | 463000 | 2000-01-01 | 4 | San Francisco District
4900543 | 001 | SONOMA COUNTY CSA 41-SALMON CREEK | D | 0 | C | 220 | Community has inadequate gravity storage capacity resulting in water outages during power or pump failures; NOW swtr violation | Construct elevated storage tank; NOW construct water main to connect to adj public water system | 800000 | 2005-01-01 | 18 | Sonoma District | Connect to adjacent water system
4900543 | 004 | SONOMA COUNTY CSA 41-SALMON CREEK | D | 0 | C | 220 | The Salmon Creek CSA #41 water system currently uses two separate sources. A shallow well, located adjacent to 3 residences, provides brackish water with a specific conductivity exceeding 2000 UMHOS/CM. This well may not have an adequate well seal. The s | In order to comply with the Surface Water Treatment Act, the Salmon Creek community of 100 customers must provide treatment to both the well and spring water sources. These two sources are under the influence of surface water. This project includes the c | 550000 | 2010-01-01 | 18 | Sonoma District | Construction of a ground water treatment plant and water storage tank
3100041 | 002 | ALPINE MEADOWS PROPERTY OWNERS ASSO | D | 0 | C | 250 | Existing system lacks adequate disinfection treatment barrier due to inadequate chlorine contact time and violates current surface water treatment rule requirements.New limitations at existing backwash water disposal site require the treatment plant to re | Construction of new chloring contact tank at the treatment plant.Construction of a solids removal treatment facility for filter backwash and water recycle.Installation of a second parallel clarifier and replacement of raw water and finished water pumps to | 1170400 | 2010-01-01 | 2 | Lassen District | Alpine Meadows Property Owners Association SWTR Compliance 2009
2910016 | 002 | DONNER SUMMIT PUBLIC UTILITY DISTRICT | D | 0 | C | 310 | The District experienced a Boil Water Order in late October 2008 which lasted 2 weeks. It was determined that our filter system media failed due to a large algal bloom in the source water. The District was unable to treat water that met Safe Drinking Wate | The District intends to construct and install an additional filter to meet the requirements of CDPH.The District intends to design and construct an additional clear well to meet the chlorine contact time specifications and provide redundancy.Additionally, | 250000 | 2010-01-01 | 21 | Valley District | Water Treatment Plant Improvements
0410018 | 001 | DEL ORO WATER CO.-STIRLING BLUFFS | D | 0 | C | 313 | Existing surface water treatment plant does not conform to the surface water treatment rule-bed loading too high | Expand the existing plant by the addition of filters, pumps and piping. | 500000 | 2006-01-01 | 21 | Valley District | SWTP Improvements
4400608 | 002 | FOREST SPRINGS | D | 0 | C | 385 | The County of Santa Cruz, Ca has directed the Forest Springs Water System to address the following problems: 1) unapproved surface water treatment technology needs to be brought into compliance; 2) the existing sand filter is backwashed with raw water, wh | To address non-compliance regarding the surface water treatment rule, Forest Springs intends to acquire a pre-engineered and prefabricated State-certified alternative treatment unit. The unit would be delivered to the site and construction would take plac | 650000 | 2010-01-01 | 5 | Monterey District | Forest Springs Water Upgrade
5601117 | 014 | SENIOR CANYON MUTUAL WATER CO | D | 0 | C | 450 | Currently, SCMWC utilizes a manual chlorine analyzer, and any adjustments are done by hand. Also, there is only one turbidimeter at the filter station (downstream). CPH personnel have stated that this arrangement is not adequate for the SWTR.Currently, | The proposed project is ready for bid. IT includes installation of a utility enclosure, installation of raw and free chlorine analyzers, raw and combined effluent turbidimeters and controllers, chart recorder, power back-up, security fencing to protect eq | 185000 | 2010-01-01 | 6 | Santa Barbara District | Instrumentation for SW Treatment Plant
2810013 | 001 | NAPA COUNTY PUBLIC WORKS-NBRID | D | 0 | C | 500 | Need second treatment plant filter to meet peak demands. Need to increase chlorine contact time. | Construct new treatment plant filter, Reconfigure piping at clearwell to increase chlorine contact time. | 2000000 | 1998-01-01 | 3 | Mendocino District | SWTR Compliance
2110004 | 019 | STINSON BEACH COUNTY WTR DIST | D | 0 | C | 1500 | The Stinson Beach County Water District’s (District) existing surface water treatment plant (WTP), constructed in 1978, utilizes a package conventional treatment plant with coagulation, flocculation, sedimentation, and filtration which was manufactured by | With regulatory requirements becoming more stringent and currently accepted treatment process trending towards obsolescence, the District has decided to replace its aged conventional WTP with a pressure membrane treatment facility. The primary components | 1650000 | 2010-01-01 | 18 | Sonoma District | Surface Water Treatment Plant Replacement Project (Phase 2)
0910013 | 005 | GEORGETOWN DIVIDE PUD | D | 0 | C | 9021 | Upgrade the existing water treatment plant to an approved surface water treatment method as required by the current Compliance Order issued by the CDPH. | The existing plant will be converted from in-line to direct filtration as required by the Surface Water Treatment regulations.This will be achieved by adding/modifying the following: new raw water pump station with VFD's, install new clarifier prior to f | 4000000 | 2010-01-01 | 9 | Sacramento District | Auburn Lake Trails Water Treatment Plant Upgrade
4910005 | 003 | HEALDSBURG, CITY OF | D | 0 | C | 11706 | The Gauntlett/Panorama Filtration Plant was commissioned in 2005 and consists of three micro-filtration skids with a filtering capacity of approximately 2.5 mgd. Current peak daily demand during the summer requires supply augmentation from the City’s Fit | The project entails the installation of two additional micro-filtration skids within the existing filtration building. It is anticipated the micro-filtration skids would be manufactured “off site”, bench tested, trucked to the Gauntlett/Panorama Filtrati | 2800000 | 2010-01-01 | 18 | Sonoma District | City of Healdsburg Gauntlett/Panorama Water Filtration Plant Expansion
1910067 | 013 | LOS ANGELES-CITY, DEPT. OF WATER & POWER | D | 0 | C | 4071873 | Silverlake and Ivanhoe Reservoirs are uncovered finished water reservoirs that do not conform to the Long-Term 2 Enhanced Surface Water Treatment Rule and the Stage 2 Disinfectants and Disinfection Byproduct Rule. Silverlake Reservoir capacity is 795MG an | First Street Trunk Line (FSTL) is a critical link that will enable LADWP to supply water from the Stone Canyon Reservoir Complex and Toyon Tanks to the Silverlake Reservoir service area. This trunk line is part of the solution of operating with reduced st | 39600000 | 2009-01-01 | 15 | Metropolitan District | First Street Trunk Line
1910067 | 015 | LOS ANGELES-CITY, DEPT. OF WATER & POWER | D | 0 | C | 4071873 | Silverlake and Ivanhoe Reservoirs are uncovered finished water reservoirs that do not conform to the Long-Term 2 Enhanced Surface Water Treatment Rule and the Stage 2 Disinfectants and Disinfection Byproduct Rule. Silverlake Reservoir capacity is 795MG an | River Supply Conduit Lower Reach Unit 3 is a segment of a pipeline that is downstream of the future Headworks Reservoir that will convey water to the Silverlake Reservoir service area. This pipeline consists of 11,100 feet of 96” diameter pipe in Crystal | 25000000 | 2009-01-01 | 15 | Metropolitan District | River Supply Conduit Lower Reach Unit 3
1910067 | 016 | LOS ANGELES-CITY, DEPT. OF WATER & POWER | D | 0 | C | 4071873 | Silverlake and Ivanhoe Reservoirs are uncovered finished water reservoirs that do not conform to the Long-Term 2 Enhanced Surface Water Treatment Rule and the Stage 2 Disinfectants and Disinfection Byproduct Rule. Silverlake Reservoir capacity is 795MG an | City Trunk Line South Unit 2 (CTLS-2) is a segment of the pipeline that will provide inflow to the future Headworks Reservoir. CTLS-2 consists of approximately 10,400 feet of 66-inch diameter welded steel pipeline and appurtenances. It begins 456 feet so | 25000000 | 2009-01-01 | 15 | Metropolitan District | City T/L South Unit 2
2702595 | 001 | CACHAGUA COMM CTR WS | D | 0 | P | 32 | Surface water treatment plant unable to maintain water quality standards. The filter system has been unable to meet Health Department requirements for turbidity despite 6 years of work and adjustments to the system.Most recent Boil Water Order issued Octo | Replacement of filtration system with slow sand filter or design that has proven ability to meet Health Department standards. Distribution infrastructure can remain unchanged. | 150000 | 2010-01-01 | 5 | Monterey District | Cachagua Community Center Water System Upgrade
2100582 | 001 | NICASIO SCHOOL | D | 0 | P | 70 | GWUDI source with unapproved SW treatment. | approved treatment | 100000 | 2007-01-01 | 18 | Sonoma District | Nicasio Surface Water Treatment
4901095 | 001 | WESTMINSTER WOODS CAMP | D | 0 | P | 120 | Westminster Woods Camp and Conference Center 501(C)(3) non-profit organization that strives to use our own resources when we have them available. We currently facilitate and run our own water system based on what we are able to gather from the local water | We are using the slow-sand filter system and would like install a second one because they are the superior technology in water filtration, recognized by United States Environmental Protection Agency and the World Health Organization. These sand-filters ar | 15000 | 2009-01-01 | 18 | Sonoma District | Westminster Woods Camp Second Slow-Sand Filter
2810011 | 001 | PLEASURE COVE RESORT | D | 0 | N | 25 | inadequate surface water treatment plant, in-line fitration, inadequate disinfection | new surface water treatment plant | 150000 | 2010-01-01 | 3 | Mendocino District | SWTR compliance (1999)
4100529 | 001 | CAMP LOMA MAR | D | 0 | N | 350 | Filtration system violates SWTR (no redundant filter) and doesn't meet turbidity performance standards. | Add 4500 gallon storage tank, expand sand filter | 50000 | 2010-01-01 | 17 | Santa Clara District | SWTR Compliance
3600196 | 006 | CSA 70 W-4 | E | 45 | C | 625 | The District is currently operating under a building moratorium due to water quality and quantity problems | Construct 5.3 miles of transmission line to High Desert Water District | 1182000 | 2002-01-01 | 13 | San Bernardino District | Pioneer Town Consolidation to High Desert Water Dist
5410014 | 003 | TIPTON COMMUNITY SERVICES DIST | E | 45 | C | 1992 | Single well system had well failure during July 2001. Emergency temproary interconnection to Tipton CSD. | Permanent interconnection to Tipton CSD | 287800 | 2002-01-01 | 12 | Visalia District | Burnett Road Consolidation Project
5410014 | 004 | TIPTON COMMUNITY SERVICES DIST | E | 45 | C | 1992 | The Burnett Road Water system's only water well failed in July of 2001 and left the community without a supplyof water. The area is currently served by an emergency connection that was installed temporarily in 2001 by the Tipton Community Services Distr | The proposed project is a permanent intertie with the Tipton Community Services District's water system, to provide a secure source of water for the North Burnett Road neighborhood. | 275000 | 2010-01-01 | 12 | Visalia District | North Burnett Intertie to the Tipton CSD Water System
1010061 | 001 | FRESNO CSA NO. 51 (DRY CREEK) | E | 40 | C | 1000 | CSA 51 is comprised of 432 parcels which are currently on individual wells with no water system of any kind. A number of the parcels have experienced water outages and have drilled additional wells that have been dry or very low yield. Some property own | The proposed project involves the installation of a water distribution system that will provide metered service to 432 properties in CSA 51. The proposed system will connect to the City of Clovis at E. Shepherd Avenue and N. Fowler Avenue and the City of | 15000000 | 2010-01-01 | 11 | Merced District | CSA 51 Water Distribution System
2000511 | 003 | MD#85 VALETA MUTUAL WATER COMPANY | E | 35 | C | 45 | The current water system is currently supplied water from one well that has very low production due to decreased water levels at this time. The existing source has high nitrates that exceed the current MCL. The system is currently experiencing water outag | Extend the water main approximately 1.5 miles to the west to connect to the existing water system in the City of Chowchilla. Additional improvements would include installing additional distribution mains and water meters to encourage customers to reduce w | 725000 | 2010-01-01 | 11 | Merced District | Intertie with City of Chowchilla
5700649 | 001 | WESTUCKY WATER ASSOC | E | 25 | C | 33 | chronic total coliform violations, not reliable source. pumpbroke down several times last year, resulting in no water. | Connect to City of Woodland , about 0.5 mile of distance, or drill a new well | 100000 | 2009-01-01 | 9 | Sacramento District | Westucky Water Association
3200195 | 002 | Greenhaven Homeowner'S W.A. | E | 25 | C | 38 | Insufficient source capacity resulting water shortages and low pressure. | Drill second well. | 100000 | 2006-01-01 | 2 | Lassen District | New Well
1400098 | 008 | Darwin Community Service District | E | 25 | C | 60 | System is in the desert with no outside means of water support depending on its only 55k gal failing and leaky storage tank. System experiences frequent outages and low pressure due to line breaks and high demand especially during the summer months. The | Project will repair existing tank and construct another 55k gal steel tank with lines and appurtances to ensure adequate water supply to meet daily and peak demand to isolated customers in the desert. | 350500 | 2010-01-01 | 13 | San Bernardino District | Darwin Water Storage Improvement Project
2701422 | 001 | OAKRIDGE SUBDIVISION MWC | E | 25 | C | 66 | Insufficient source capacity - service connection moratorium in place. | Consolidation with Aromas Water District. | 1000000 | 1999-01-01 | 5 | Monterey District | Insufficient water supply
0600012 | 002 | COLUSA CO. SERVICE AREA #1-CENTURY RANCH | E | 25 | C | 120 | System source supply is declining and the system will have water shortages/outages. System surging is occurring due to malfunctioning air vacuum release valves. | Design a surface water treatment plant and replace all air vacuum release valves | 1200000 | 2001-01-01 | 21 | Valley District | Inadequate source capacity (2006)
5200562 | 001 | PONDEROSA SKY RANCH WATER | E | 25 | C | 120 | Water system has had outages due to a remote well located on the opposite side of a creek. | Replace present (old) 30,000 gallon tank with 100,000 gallon tank. Install new well with pump for standby. Install hydroneumatic system on pressure tank. Install chlorination system. | 4200000 | 1998-01-01 | 21 | Valley District
4500028 | 001 | SHASTA CO CSA # 23 CRAGVIEW | E | 25 | C | 196 | Insufficient water source capacity resulting in water outages when intake failed last winter. Intake was repaired with a bandaid. | Armor slopes and relocate facilities. | 160000 | 2001-01-01 | 2 | Lassen District | Intake vulnerable to failure; relocate
0900300 | 001 | KYBURZ MUTUAL WATER SYSTEM | E | 25 | C | 250 | 2004 fire destroyed wastershed and reservoir. Inadequate source of supply. | Increase size of river pump line to treatment plant | 125000 | 1998-01-01 | 9 | Sacramento District | River Intake Enlargement
3301529 | 001 | Ramona Water Company | E | 25 | C | 250 | Water shortage, water outages. | Drill new wells, meters, and storage facilities. | 1200000 | 2001-01-01 | 20 | Riverside District | Construction, Engineering
3301529 | 002 | Ramona Water Company | E | 25 | C | 250 | Correct current chronic total coliform bacteria contamination which has resulted in repeated enforcement actions. Wells, storage tanks, & distribution system piping are in very poor condition resulting in low pressure & outages. | Hire consultant to do a master plan for the system and provide a priority list of items for consideration for SRF Construction Funding. | 100000 | 2004-01-01 | 20 | Riverside District | Planning Loan
4500013 | 001 | LAKESIDE WOODS MUTUAL WATER CO | E | 25 | C | 250 | Insufficient source capacity resulting in water outages, failing mains, and no backup power. | New storage tank, water main repairs and replacement, stand-by generator for power outages and water meters to encourage residents to conserve water to preclude water outages. | 100000 | 1998-01-01 | 2 | Lassen District | Insufficient source capacity - outages (planning project)
4500013 | 002 | LAKESIDE WOODS MUTUAL WATER CO | E | 25 | C | 250 | Insufficient source capacity resulting in water outages, failing mains, and no backup power. | New storage tank, water main repairs and replacement, stand-by generator for power outages and water meters to encourage residents to conserve water to preclude water outages. | 500000 | 2010-01-01 | 2 | Lassen District | Insufficient supply - outage (construction project)
5410017 | 003 | LONDON COMMUNITY SERV DIST | E | 25 | C | 1638 | The District's existing water distribution system is old and predominantly consists of undersized pipelines. The majority of the distribution system was installed in the early 1950's. During the pipeline installation, there were very few sectionalizing | The proposed project includes installing new 8-inch diameter water mains at various locations, installing of new water services from the water mains to the county road right-of-way limits at those locations where a new water main is being installed. The | 3400000 | 2010-01-01 | 12 | Visalia District | London Community Services District Water System Rehabilitation
5410001 | 003 | CUTLER PUD | E | 25 | C | 6200 | UNDERSIZED MAINS AND OLD PIPES IMPACT THE PRESSURE IN THE SYSTEM. CURRENTLY, THE PRESSURE IS REGULATED BY AN ELEVATED STORAGE TANK. | REPLACE THE OLD AND UNDERSIZED PIPELINES AND INSTALL HYDROPNEUMATIC TANKS ON EXISTING WELLS TO REGULATE THE PRESSURE. . | 900000 | 1998-01-01 | 12 | Visalia District | Distribution system replacement to restore water delivery capability
5410008 | 005 | OROSI PUBLIC UTILITY DISTRICT | E | 25 | C | 7318 | Undersized distribution mains resulting in low pressure problems | Replace small diameter mains with minimum 8-inch diameter mains in the areas affected | 1625000 | 2002-01-01 | 12 | Visalia District
2310004 | 001 | WILLITS, CITY OF | E | 25 | C | 8062 | The City of Willits has been directed by the California Department of Public Health Services (CDPHS) to expand and upgrade infrastructure at its water treatment plant. The current water treatment system configuration and components often reach or exceed | The Willits Water Treatment Plant Upgrade and Expansion Project would include:- Construction of a new building addition.- Construction of a new Trident water treatment unit, including the mechanical, electrical, and ancillary system. - Replacement of | 2394720 | 2010-01-01 | 3 | Mendocino District | Drinking Water Filtration System Expansion and Upgrade Project
1200684 | 003 | MATTOLE ELEMENTARY SCHOOL | E | 25 | P | 100 | Transmission Piping is 20+ year old PVC in a shallow trench with no bedding the pipe needs constant repair to maintain water supply to the school site. The clear wells are old concrete tanks that are cracked and deteriorating and sluffing off material int | This project will consist of replacing approximately one quarter mile of transmission line between the well site and school site.Construction of a new treatment building at the well site to house filters and monitoring equipment.Installation of a new DE w | 220000 | 2010-01-01 | 1 | Klamath District | Mattole (#1200684)-Replace Transmission Piping.
3700953 | 003 | TECATE VISTA MUTUAL WATER COMPANY | E | 25 | P | 200 | System is old and failing resulting in repeated breaks causing water outages and bacterioligical complications and violations. Several compliance orders have been issued. | project will replace failing lines with new ones, install security fencing aroung the wellhead to adress vandalism and install a scada monitoring system with meters at connections to improve water conservation. | 505696 | 2010-01-01 | 14 | San Diego District | Tecate Vista distribution system repairs and water conservation
3301643 | 005 | Spring Crest Water & Power | E | 20 | C | 30 | Distribution system has old failing transmission pipeline that is leaking and results in total coiform positives in the distribution system. System is CPUC Regulated and is under Court Ordered Receivership, with Louis DeMartino assigned as receiver. River | Repair/replace leaking main transmission pipeline to reduce risk of water contamination. Repair/replace failed valves to isolate pressure zones and control system pressure. Well/Spring source wellhead improvements to reduce risk of contamination. | 450000 | 2010-01-01 | 20 | Riverside District | Distribution System Repairs
4000775 | 002 | MUSTANG SPRINGS MUTUAL WATER | E | 20 | C | 30 | System experiences frequent water outages. It is located in a water-short area and drilling a new well is unlikely to solve this problem. This subdivision is adjacent to the city of Paso Robles. Annexation by the city and connection to the city water s | Annexation to the city of Paso Robles and connection to the city water system. | 1000000 | 2009-01-01 | 6 | Santa Barbara District | Mustang Springs Insufficient Water
4200514 | 001 | CUYAMA MUTUAL WATER CO. | E | 20 | C | 65 | Well has reduced production capacity which results in water shortages at times. Water quality problems due to high sulfates and hardness. Well has past history of nitrate MCL failure. Nitrates currently around 40 mg/l. | Tie into Cuyama CSD or construct a new well. | 250000 | 2000-01-01 | 6 | Santa Barbara District | Provide sufficient supply
2701670 | 001 | LANGLEY/VALLE PACIFICO WS | E | 20 | C | 81 | Insufficient source water capacity - water hauled in to augment supply. | Install new well and treatment facilities. | 480000 | 1998-01-01 | 5 | Monterey District | Insufficient water supply; hauling water
0400004 | 001 | FOREST RANCH MUTUAL WATER SYS | E | 20 | C | 92 | Water system consists of two wells. Well "A" was shut down due to PCE contamination, and can not be brought back on line because the source of contamination was never found. Well "C" is currently supplying all water to homes and can not meet the CA wate | Clean existing 20,000 gallon tank at Well “A”Abandon existing Well “A”Drill new well for Well “A”.Install pump and electrical for new Well “A”.New pressure system for Well “A”.Install blow-off/flushing valves at all dead end mains.Permanent Installation o | 600000 | 2010-01-01 | 21 | Valley District | Well replacement and treatment plant expansion
5800820 | 002 | RIVER HIGHLANDS COM.SERV.DIST | E | 20 | C | 100 | River Highlands CSD supplies water to 85 homes. There is currently no water treatment system. If there was a contamination issue there is nothing in place to treat/filter the water. The wells which supply 100% of the water are not sufficient to adequat | establish adequate water supply and treatment to conform with drinking water standards | 500000 | 2008-01-01 | 21 | Valley District | River Highlands CSD Public Water System
4200703 | 002 | EL CAPITAN MUTUAL WATER CO | E | 20 | C | 135 | The problem involves similar water supply and storage issues for two adjacent water systems. Because the systems problems are similar (complimentary), the consolidation of the two systems (combined with a single capital program) will make both systems sa | Both systems have water supply shortage issues due to failing wells, and both have water distribution (storage) problems, which require the construction/replacement of storage tanks. These projects are CEQA exempt as they are in-kind replacements of exis | 500000 | 2010-01-01 | 6 | Santa Barbara District | El Capitan Mutual & State Park Water System Consolidation
1700544 | 003 | LAKE COUNTY CSA 7 - BONANZA SPRINGS | E | 20 | C | 375 | Well production is falling in the existing well(s) with pump run times approaching 23 hours/day during Peak Demand periods. An additional well is needed to maintain adequate availability during the high demand periods, both for drinking water availabilit | An additional well site will be identified and a well will be drilled and developed per DPH standards. Associated piping and controls will be installed to connect the well to the water system. | 75000 | 2010-01-01 | 3 | Mendocino District | Drinking Water Well
3600100 | 003 | East Wood Farms CWU | E | 20 | C | 665 | Eastwood Farms CWU is a private corp organized and oeprating as a MWC. Eastwood Farms is within boundary of East Valley Water Dist. Eastwood does not have reliable well supply, and relies on emergency intertie to East Valley; also old distribution system | Replace distribution system and consolidation with East Valley Water District | 2500000 | 2008-01-01 | 13 | San Bernardino District | Eastwood Farms Water System Improvement Project
3610026 | 006 | ARROWHEAD MANOR WATER CO | E | 20 | C | 950 | In 2003, the Arrowhead Manor Water Company (AMWC), a private water company under the jurisdiction of the Public Utility Commission, provided water service to approximately 590 connections in the Cedar Glen area of the San Bernardino Mountains. The populat | The overall project costs to bring the District water system into compliance with the California Safe Drinking Water Act and the requirements of the State Department of Health Services is estimated to cost $16,000,000 and will require 3 to 5 years to | 3000000 | 2010-01-01 | 13 | San Bernardino District | Pipeline Replacement, Well and Reservoir Project
1710018 | 004 | LAKE COUNTY CSA 2 - SPRING VALLEY | E | 20 | C | 1018 | System water outages experienced during peak demand periods for two consecutive years. | Upgrade WTP facility to improve water delivery to distribution system. | 1500000 | 2007-01-01 | 3 | Mendocino District | Expansion of Water Treatment Plant
1910012 | 003 | BELLFLOWER HOME GARDENS WC | E | 20 | C | 1200 | The water system has one well. The water supply exceeds the Manganese SMCL and is currently in violation of SMCL with the CDPH. The well has been placed in inactive status and the system is buying water through an intertie with Bellflower Somerset Mutual | This system proposes several options. The selection will be determined by the most cost effective method, and best engineering practices and standards. (1) Reactivate the existing well and treat the supply with Manganese oxidation and filtration onsite. I | 850000 | 2009-01-01 | 16 | Central District | Manganese Treatment
1710021 | 005 | LAKE COUNTY CSA 21 - NORTH LAKEPORT | E | 20 | C | 2868 | The North Lakeport Water Treatment facility serves customers in County Service Area #21. The facility treats surface water from Clear Lake to drinking water standards utilizing a treatment process including Trident filter modules. The facility was desig | The North Lakeport Water Treatment Facility's Trident Treatment Module project will include the addition of one Trident filter module. The current configuration includes three operating modules. The facility was designed and constructed to accomodate fi | 2000000 | 2010-01-01 | 3 | Mendocino District | Trident Water Treatment Module
5410008 | 007 | OROSI PUBLIC UTILITY DISTRICT | E | 20 | C | 7318 | The District was formed in 1922 and currently provides water, sewer and lighting.From 2001 to 2005, pressure data loggers were installed in areas of concern. The low and high system pressures generally ranged from 27 to 51 psi. The District staff estima | It is proposed to install 6,860 lineal feet of 8 inch ductile iron pipeline, including fire hydrants and valves to replace 7,900 lineal feet of aging and leaky pipeline of which about 2,470 lineal feet is 2-inch and 3-inch steel pipe. The proposed projec | 1700000 | 2010-01-01 | 12 | Visalia District | Orosi Public Utility District Water Pipeline Rehabilitation
1910034 | 006 | DOWNEY - CITY, WATER DEPT. | E | 20 | C | 113379 | The Rancho Los Amigos System is a NC-NT small system providing domestic service to hospital and more than seven (7) other nearby LA County facilities. Their facilities and service areas are within the limits of the City of Downey. The system is currentl | The City of Downey will consolidate with the Rancho Water System to provide water services to cover entire Rancho System service area.- Rehab the two existing wells and upgrade their motors and pumps- Install VFD motor drives to more effectively to contro | 980000 | 2009-01-01 | 16 | Central District | Water Systems Consolidation - City of Downey and Rancho LA Rahab Center
4300721 | 001 | LOMA PRIETA JUSD-LOMA PRIETA SCHOOL | E | 20 | P | 462 | Current groundwater and surface water supplies are unpredictable in terms of quantity and quality. | Connect to Montevina Pipeline (treated water)distribution system approximately 1 mile away. | 500000 | 2004-01-01 | 17 | Santa Clara District | Connection to Montevina Pipeline
4901111 | 001 | BELLEVUE UNION SCH DIST-KAWANA SCHOOL | E | 20 | P | 481 | The water system at Kawana School is failing because the aquifer is diminishing. The loss of dependable water is an acute health hazard. Kawana School was built as a rural school in 1954. At that time the City of Santa Rosa water system did not extend | Kawana School's water source concerns have an obvious and efficient solution. Just as the community of Santa Rosa has expanded outward, so has its infrastructure. Developments have provided mitigating funds to general and specific elements of the water, | 103323.58 | 2009-01-01 | 18 | Sonoma District | Kawana Elementary School Diminishing Water Source
3200114 | 002 | Evergreen Motel & Trailer Park | E | 15 | C | 28 | Insufficent water capacity as the well source does not produce sufficient yield for peak demands. | Lack of water due to overdraft of well capacity.No bulk water storage available to buffer peak demand periods.Repeated total coliform violations due to the lack of water in distribution system. | 150000 | 2009-01-01 | 2 | Lassen District | Evergreen Motel and MHP
3301643 | 002 | Spring Crest Water & Power | E | 15 | C | 30 | Old system that is in need of evaluation for system integrity, ability to provide fire flow protection and the ability to provide service for identified future users within the service area, | planning activities to solve water source capacity problems | 100000 | 2006-01-01 | 20 | Riverside District | Master Planning
2900511 | 006 | SHADY LAKE WATER ASSOCIATION | E | 15 | C | 90 | The Water Associations concern is to maintain uninterrupted water supply to it's 30 members in the case of fire, or any other causes of power outages. This community is in a rural area, and outages can be frequent in the winter months due to snow and cold | The project would entail constructing a 10 ft. by 10 ft. outbuilding made of concrete blocking to house and protect the generating system from fire, theft, or vandalism. Then purchasing a III phase-propane generator, a 200 gallon propane tank, concrete bl | 35000 | 2010-01-01 | 21 | Valley District | Shady Lake Water Association/Emergency Backup Power System
0600012 | 005 | COLUSA CO. SERVICE AREA #1-CENTURY RANCH | E | 15 | C | 120 | The current well does not provide an adequate water supply for the existing users. | Construct a new well deep enough to access a more reliable aquifer. | 35000 | 2010-01-01 | 21 | Valley District | Csa 1 Centry Ranch Well Replacement
3301491 | 001 | Alpine Village | E | 15 | C | 130 | We have a lot of dead end lines that run out of water when the rest of the system has water. Would like to lay pipe to loop the sytem and run electric to other wells and need new pumps. System has had numerous coliform failures. | To lay the needed pipe to loop the system. We have 6 other wells we could use but need pumps and electric to run them. | 1800000 | 1998-01-01 | 20 | Riverside District | Correct coliform failure related to distribution system, etc
1900942 | 001 | ALPINE SPRINGS MOBILE HOME PARK | E | 15 | C | 133 | The Water system is in need of an additional water source to meet the demands of the community, i.e. new ground well. All details can be provided by the LPA - LA County Water Quality Program. | The project is a community water system consisting of 25-99 connections and a treated ground water source. The system is in need of an additional water source or additional water storage tank. | 500000 | 2009-01-01 | 16 | Central District | Alpine Springs Mobile Home Park
2300644 | 001 | WOODSIDE RV PARK | E | 15 | C | 280 | This Park Serves Approximatley 100 Low Income Family units, year round. During the Summer this increases to abut 125 or more. Most all of our water sources are shallow wells. These wells fail to produce water at the capacity needed to support our communit | In order to correct the problem our research indicates that 1 or more deep wells need to be added to our current system. Depending on the location of these new well(s), this would entail new pumps, pipe line to the distribution system and upgrading our cu | 45000 | 2010-01-01 | 3 | Mendocino District | Woodside RV Park's Water System Upgrades
5500077 | 002 | SLIDE INN SNOWBOWL WATER CO | E | 15 | C | 315 | inadequate source capacity | inadequate source capacity | 100000 | 2009-01-01 | 11 | Merced District | Slide Inn Snowbowl Water Company
5400550 | 001 | SEVILLE WATER CO | E | 15 | C | 400 | DUE TO OLD DETERIORATING DISTRIBUTION LINES, NUMEROUS WATER OUTAGES HAVE OCCURRED DUE TO LEAKING PIPES. | REPLACEMENT OF THE ENTIRE PLUMBING SYSTEM. OTHER - DESIGN AND CONSTRUCTION | 1280000 | 1998-01-01 | 12 | Visalia District | Seville Safe Drinking Water Project - Nitrate and water outages
5400550 | 002 | SEVILLE WATER CO | E | 15 | C | 400 | The Seville water system is supplied by one water well. This old and undersized well has recently seen an elevation of nitrate levels. The most recent level recorded was 43 ppm-very close to the MCL. It is anticipated that further sampling will determi | The proposed project will be to drill a water test well which will determine if a sufficient quantity of potable water can be found in the community. If the test well is successful, a production well would be drilled and equipped with a pump and storage. | 1280000 | 2008-01-01 | 12 | Visalia District | Seville Safe Drinking Water Project-nitrate and water outages
2000554 | 002 | MD#33 FAIRMEAD | E | 15 | C | 568 | Water system is served by two groundwater sources. In 2008, water outages were reported on 1/10/2008, 4/18/2008 and 4/20/2008. System equipment deficiencies caused most of the outages. The system has a 10,000 gallon steel pressure tank but currently no | Address system equipment deficiencies, drill a new well or consolidate with another water system. | 100000 | 2009-01-01 | 11 | Merced District | MD 33 Fairmead-Water outages
5400542 | 003 | DUCOR CSD | E | 15 | C | 850 | SOUTH WELL Imminent Failure – Located on the corner of Ave 55 and Carlisle RoadThe old South Well is 21 years old and is running approximately 42% of its capacity. Recently, in June 2007, the well decreased its pumping capability to 50 gallons per minu | To remedy this problem a new well, pump(s) and other improvements to the system are needed. The “New Well” project will begin with the planning stages. DCSD has consulted with a hydrogeologist who recommended a new well be located northeast of the commu | 1350000 | 2007-01-01 | 12 | Visalia District | New Well for Ducor
4510004 | 001 | SHASTA CO. SERVICE AREA #6 | E | 15 | C | 1119 | The Elk Trail neighborhood is a few miles south of Shasta Lake, in the unincorporated area of Shasta County. There are 188 properties in the Elk Trail neighborhood. Most residents have water supply problems. They are served by individual wells, which h | An engineering firm (PACE Civil, Inc) has prepared a Preliminary Engineering Report for the proposed service to Elk Trail, from Jones Valley. Jones Valley has two water intake casings in Shasta Lake. Adequate water rights have been obtained for Jones Va | 10000000 | 2009-01-01 | 2 | Lassen District | CSA 6--Jones Valley/Elk Trail Water System Improvements
1310013 | 003 | SEELEY CWD | E | 15 | C | 2000 | The current distribution system does not meet present day standards resulting in failure to meet current requirements for reliability, fire flow and safety. Aged system experiences frequent breaks, outages, coliform violations and malfunctioning hydrants | 10,340' of existing failing lines will be replaced with new 8" PVC lines with new fire hydrants and appurtances. Some dead ends will be looped therefore helping improve contact time and reducing stagnation in the lines resulting in TTHM issues. | 1960887 | 2010-01-01 | 14 | San Diego District | Seeley Distribution System Improvements
1900785 | 004 | MITCHELL S AVENUE E MOBILE HOME PARK | E | 10 | C | 35 | The Water System is in need of an additional water source to meet the demands of the community, i.e. new ground well. All details can be provided by the LPA - LA County Water Quality Program. | The project is a community water system consisting of 15 to 24 connections and a treated ground water source. The system is in need of an additional water source or additional water storage tank. | 500000 | 2009-01-01 | 16 | Central District | Mitchell's Avenue E Mobile Home Park
3301491 | 003 | Alpine Village | E | 10 | C | 130 | System has repaetedly experienced low pressure and water outages, lasting from hours to several days, in certain areas of the system. The problem is due to undersized piping, inadequate looping of the distribution system piping, plus inadequate storage ta | Construct two 60,000 gallon distribution storage tanks. Install 3,600 feet of 8 inch PVC transmission line. Install 3,900 feet of 8 inch PVC main header along Alpine Road. Addition of line valves in the distribution system. Construct two new wells and app | 1792000 | 2010-01-01 | 20 | Riverside District | Alpine Village Water Company, Distribution System Improvements
1900941 | 002 | JOSHUA VIEW MOBILE HOME PARK | E | 10 | C | 180 | The Water System is in need of an additional water source to meet the demands of the community, i.e. new ground well. All details can be provided by the LPA - LA County Water Quality Program. | The project is a community water system consisting of 25-99 connections and a treated ground water source. The system is in need of an additional water source or additional water storage tank. | 500000 | 2009-01-01 | 16 | Central District | Joshua View Mobile Home Park
1710011 | 001 | BUCKINGHAM PARK WATER DISTRICT | E | 10 | C | 580 | CDPH CO 02-03-04CO-001 reqs increased treatment and storage capacity to to meet adequate dependable safe water reqs. | replace existing filter, additional storage tank; additional pressure tank; distribution system upgrades; increased WTP capacity. | 722000 | 2009-01-01 | 3 | Mendocino District | Buckingham Park Water District Project I
3610118 | 001 | YERMO WATER CO | E | 10 | C | 1100 | Inadequate source, storage and distribution system resulting in bacti failures and outages | Construct new well and reservoir, replace mainline | 1500000 | 1998-01-01 | 13 | San Bernardino District | Deteriorated system with bacti failures and water outages
2310007 | 016 | NORTH GUALALA WATER COMPANY | E | 10 | C | 2595 | By Order WR 2001-14, the State Water Resources Control Board (Board) requies our community to only operate two wells if minimum bypass requirements are met. These two wells account for 85% of our source production during maximum day demand. By Order WR | Following a planning study, NGWC plans to develop recommendations that address source capactiy deficiences. Our current source deficiency amounts to 250 gpm. Our construction project would allow NGWC to comply with State Water Resources Order WR 2001-14 | 11400000 | 2010-01-01 | 3 | Mendocino District | Water Source & Storage Construction
3610109 | 001 | SHEEP CREEK WATER COMPANY | E | 10 | C | 3019 | Alternate source of water needed | Construct new source | 10521466 | 1999-01-01 | 13 | San Bernardino District
2710018 | 001 | SEASIDE MUNICIPAL WATER SYSTEM | E | 10 | C | 3300 | Insufficient source capacity - water purchased through emergency connection. | Install new well. | 850000 | 1998-01-01 | 5 | Monterey District | Additional well - insufficient supply; converting to planning project
2310008 | 008 | REDWOOD VALLEY COUNTY WATER DISTRICT | E | 10 | C | 3969 | Redwood Valley CWD is under threat of enforcement action by the State Water Resources Control Board for providing water outside its place of use. The areas that are being served consist of four "annexations" on the edges of its recognized boundaries, incl | The State Water Resources Control Board is urging this District to locate and develop a ground water source supplemental to its seasonal and surplus surface water supplies in order to avoid enforcement action. The District has identified three available a | 3500000 | 2010-01-01 | 3 | Mendocino District | Redwood Valley Well Construction
4910002 | 001 | CLOVERDALE, CITY OF | E | 10 | C | 8200 | The southernmost tanks in the domestic water system are gravity fed by the main reservoirs. During high demand periods, draws on the pipeline system limit the ability of the southernmost storage tanks to maintain adequate water and fire suppression reserv | This project consists of installing a 16-inch main in Asti Road and connection to an existing 12-inch water main. This phase of the project will extend the 16-inch diameter main from Citrus Fair Drive north to E. First Street and is approximately 0.5 mile | 900700 | 2010-01-01 | 18 | Sonoma District | City of Cloverdale - 16-inch Transmission/Distribution Water Main
4910002 | 002 | CLOVERDALE, CITY OF | E | 10 | C | 8200 | Existing facilities are at 93% of the current capacity during summer usage and have no provision for backup. The existing wells and well field are supplied by surface flows and have diminishing production capacity and have the potential for significant wa | This project involves the design, construction, and inspection of a new municipal water well. Construction will include drilling and construction of new well head facilities and connection to the existing water treatment facility | 514800 | 2010-01-01 | 18 | Sonoma District | City of Cloverdale - New Well Construction
0202509 | 001 | LAKE ALPINE IMP. ASSOC. | E | 10 | N | 25 | Lake Alpine is a tiny rural community nestled in Stanislaus National Forest, located on Highway 4 at the 7,300-foot level in Alpine County. The area is home to part-time residents occupying 37 cabins on Forest Service land for 4-5 months of the year and v | In order to meet California drinking water standards, the redwood water tanks that store spring-captured fresh water will be replaced with a 30,000-gallon steel storage tank for the Lake Alpine Tract system and a 15,000-gallon steel storage tank for the B | 119712 | 2010-01-01 | 9 | Sacramento District | Lake Alpine Improvement Association Water System Replacement and Upgrade Project
1900055 | 001 | BLUE SKIES TRAILER PARK | E | 5 | C | 40 | The Water System is in need of an additional water source to meet the demands of the community, i.e. new ground well. All details can be provided by the LPA - LA County Water Quality Program. | The project is a community water system consisting of 15 to 24 connections and a treated ground water source. The system is in need of an additional water source, upgrades to their treatment equipment and or water storage tank. | 500000 | 2009-01-01 | 16 | Central District | Blue Sky Trailer Park
1900158 | 002 | LITTLE BALDY | E | 5 | C | 76 | DISTRIBUTION SYSTEM CONSISTS OF 10 INCH CONCRETE IRRIGATION PIPE INCAPABLE OF SUSTAINING PRESSURIZED FLOW. FLOWS UNDER GRAVITY AND LOW HEAD CONDITIONS. | EXPOSE OLD LINE, REPLACE WITH NEW 6 INCH PVC SCHEDULE 90 PIPE, AND REFILL TRENCH. | 1050000 | 1998-01-01 | 16 | Central District | Combined of 01, 02 and 04
1900523 | 001 | WHITE FENCE FARMS MWC NO.3 | E | 5 | C | 522 | The system has two wells. Well 1a exceeds the SMCL for iron and manganese. Well 2 exceeds the MCL for Nitrate. Both wells together do not provide enough water to meet the demand of the system. The system relies on supplementing the water supply with water | Final project will depend on best engineering practices and the most cost effective method for providing water below the Nitrate MCL, and below the iron and manganese SMCL. We propose using the existing site at well #2 to install a new well and construct | 850000 | 2009-01-01 | 22 | Angeles District | New well and treatment for Nitrate
3710009 | 003 | DESCANSO COMMUNITY WD | E | 5 | C | 870 | Part of the service area located on the West end of Viejas Grade Rd. experiences low pressure when demand is high. During these periods the pressure has dropped between 0 and 19 psi and fire flow is virtually non-existent. This has resulted in customer co | The scope of the project is as follows. We intend to install approximately 1000 feet of 8” C-900 PVC pipe with one 8” gate valve on Veijas Grade Rd. In addition, 1 new Fire Hydrant will be installed on the new main. This project will create a loop between | 423000 | 2010-01-01 | 14 | San Diego District | Emergency Pressure Improvement Project
1910249 | 005 | WHITE FENCE FARMS MUTUAL WATER CO. | E | 5 | C | 1760 | Well 3b has Nitrate level of 58, which is exceeding the MCL. 3b is a new well and is not permitted by CDPH to operate as sole supply. Well 3b may be used for blending with AVEK Water to lower the nitrate level in the distribution system, but AVEK is not | THe project will be based on best engineering practices and the most cost effective solution. We propose to construct and install a nitrate removal treatment system at well 3b. The existing security fencing will be expanded to enclose the new equipment an | 890000 | 2009-01-01 | 22 | Angeles District | Well 3b Nitrate Treatment
2310007 | 006 | NORTH GUALALA WATER COMPANY | E | 5 | C | 2595 | By Order 2001-14, the State Water Resources Control Board (Board) requires our community to only operate two wells if minimum bypass requirements are met. These two wells account for 85% of our source production during maximum day demand. By Order WR 20 | Following a planning study, NGWC plans to develop recommendations that address source capacity deficiencies. Our current source deficiency amounts to 250 gpm (or ac-feet). Our construction project would allow NGWC to comply with State Water Resources WR | 10200000 | 2008-01-01 | 3 | Mendocino District | Water Source & Storage Construction
2310008 | 005 | REDWOOD VALLEY COUNTY WATER DISTRICT | E | 5 | C | 3969 | Redwood Valley is currently under a court ordered moratorium that does not allow new services. The District is also subject to a Cease and Desist Order from DWR regarding annexed areas that are currently being served. This feasibility study would allow th | Evaluate proposed off stream storage sites, including project design and environmental review. Also includes preliminary land survey. | 500000 | 2008-01-01 | 3 | Mendocino District | Redwood Valley Off Stream Storage
3410018 | 001 | RIO LINDA/ELVERTA COMMUNITY WATER DIST | E | 5 | C | 13386 | Inadequate water supply. | Construct a 500,000 gallon water storage tank. Involves design and construction. | 7500000 | 1998-01-01 | 9 | Sacramento District | Inadequate water supply
4910020 | 006 | SONOMA COUNTY WATER AGENCY | E | 5 | C | 50000 | Capacity of current aqueduct between Petaluma and Cotati is exceeded during summer months. The ability of the aqueduct to reliably delvier drinking water is compromised during this period. | Construction of an additional pipeline, water storage tanks, booster pump, and related facilities between the existing Cotati tanks and the Kastania tanks in southern Petaluma. | 20000000 | 2003-01-01 | 18 | Sonoma District | South Transmission System Pipeline
3710020 | 064 | SAN DIEGO - CITY OF | E | 5 | C | 1266731 | The replacement of aging and deteriorating water mains provides an important infrastructure need to the citizens of San Diego and ensures progress to meet the Federal Safe Drinking Water Act's goal of ensuring that public water systems "provide an adequat | Installation of water mains in the City of San Diego occured in the 1900's to the late 1940's and were typically made of cast iron. The intended service life of these lines was 50 years, and while most have lasted much longer, the lines are gradually dete | 20000000 | 2010-01-01 | 14 | San Diego District | FY 2011 Cast Iron Main Replacements
2700775 | 001 | TIERRA VERDE MWC | E | 0 | C | 48 | Well failures have resulted in frequent water outages, lasting up to 72 hours at a time. Have implemented temporary repairs - need to have longterm solution. | Construct a new well and storage tank to provide long-term reliability | 75000 | 2002-01-01 | 5 | Monterey District
2701423 | 001 | ECHO VALLEY RD WS #05 | E | 0 | C | 48 | Water outages due to insufficient water source capacity. | Design and construction of new well. | 100000 | 1998-01-01 | 5 | Monterey District
2702256 | 001 | NORTH SHORE ESTATES WS | E | 0 | C | 60 | Water outages and pressure problems. Only one well, and water table appears to be dropping. | Drill new well or equip existing well with new pump | 75000 | 2003-01-01 | 5 | Monterey District
2700731 | 001 | Z RANCH MWC | E | 0 | C | 62 | Insufficient source capacity - service connection moratorium in place. | Add one or two new wells. | 100000 | 1998-01-01 | 5 | Monterey District
2701263 | 004 | PARTINGTON RIDGE MWC | E | 0 | C | 75 | Approximately 3800 feet of Pre 1950 3" Cast Iron Source delivery pipe, 600' of 2" spring source pipe and a 500gallon redwood settling tank in Partington Canyon was destroyed by the July '08 Basin Complex Fire in Big Sur Monterey. A temporary 'Emergency' F | The project involves distribution and installation of 4300' of new 3" galvanized delivery pipe along rural mountain wilderness contours to replace a mix of PVC and cast iron pipe. Removing fire destroyed old pipe and emergency repair PVC pipe from the sam | 156500 | 2010-01-01 | 5 | Monterey District | Rebuild Source Line and Collection System (County Compliance)
4100510 | 002 | REDWOOD TERRACE MUTUAL | E | 0 | C | 75 | Redwood Terrace is under a Cease and Desist Order CDO ORDER WR 2008 – 0020 – EXEC and is mandated to have another water source in place by November 1, 2008 to serve 26 homes. We have developed 2 springs, which may not qualify as ground water and we will | RWT is a small purveyor (26 homes / 104 residents) system developed in 1921. We currently have an off-site well from San Gregorio Creek that is legal for the riparian properties. For the other (24), we have to have another source of water in place by Nove | 120000 | 2009-01-01 | 17 | Santa Clara District | Redwood Terrace Funding Request- New water source (2008)
4900620 | 002 | AUSTIN ACRES MUTUAL WATER COMPANY | E | 0 | C | 78 | Austin Acres Mutual Water Company's system was designed 60 years ago to support up to 25 vacation homes within the connected residential addition. It was not designed originally to provide water in a dependable manner to the load of full-time residents n | Project will be to upgrade water system such that it has a safe continual well source that meets standards, provides adequate reliable pressure, provides better fire protection, and works such that the distribution system does not suddenly shut itself off | 53000 | 2009-01-01 | 18 | Sonoma District | Austin Acres Mutual Water Company Pre App
2700503 | 001 | ASSISI MWC | E | 0 | C | 126 | Insufficient well production. | Rehabiliitate or replace well to provide adequate source capacity. | 20000 | 1998-01-01 | 5 | Monterey District
4200703 | 001 | EL CAPITAN MUTUAL WATER CO | E | 0 | C | 135 | The ECMWC is supplied solely by groundwater wells, and has two supply areas (East and West Sides) separated by approximately 2 miles. Well yields have declined (due to age) and recent well rehabilitation improved output only minimally. Well 20 had to be | The project involves drilling a replacement well fo the failed Well 20, and constructing a 50,000 gallon storage tank near the existing Tank 2 location. The supply source increase from the well will reduce water shortages in the summer and will help to a | 325000 | 2010-01-01 | 6 | Santa Barbara District | El Capitan Mutual Water Co. Water Supply Reliability Project
3301180 | 001 | ANZA MUTUAL WATER COMPANY | E | 0 | C | 200 | Water Outages. | Distribution System Improvements | 850000 | 2001-01-01 | 20 | Riverside District
3301283 | 001 | Glen Eden Sun Club | E | 0 | C | 200 | Insufficient water supply during driest months. Supply is from 3 wells dependant on rainfall in the area. Water restrictions are necessary each year due to declining water table. | Install a 12" pipeline connection to Elsinore Valley MWD. | 1000000 | 2004-01-01 | 20 | Riverside District | Intertie to Elsinore Valley MWD
1900146 | 004 | SUNNYSIDE FARMS MUTUAL | E | 0 | C | 405 | Three existing groundwater wells do not produce enough water to meet consumer demand. Our secondary water source (State Water Project via Antelope Valley East Kern Water Agency) is an interruptable source of supply and has informed us that they cannot pro | This funding is requested to drill a new well and/or increase the pumping and storage capacity for our existing wells in order to meet consumer demand. | 250000 | 2009-01-01 | 16 | Central District | Water Production and Storage Capacity Improvement
4400598 | 004 | PURESOURCE WATER, INC | E | 0 | C | 450 | Lack of adequate source capacity resulting in water outages during periods of peak demand. | Drill and equip a new well, including appurtenances necessary to supply water to the system such as booster pump, pressure tank, and control system. | 100000 | 2000-01-01 | 5 | Monterey District | Inadequate Source Capacity
3110041 | 002 | MIDWAY HEIGHTS C. W. D. | E | 0 | C | 1080 | The water district has an unreliable source of raw water and insufficient storage for when the water source is interrupted. The Boardman Canal (owned and operated by Placer County Water Agency) is a +/- thirty five mile long raw water canal that supplies | Due to the unreliability of the Boardman Canal the District needs to provide as much storage for its customers as feasible. The District plans to build a 0.34 MG treated storage tank next to its existing 0.16 MG treated storage tank. Due to the topograph | 450000 | 2008-01-01 | 2 | Lassen District | .33 MG Treated Storage Tank
4410016 | 001 | FOREST LAKES MWC | E | 0 | C | 1145 | Inadequate source capacity for hard rock well supply, end-of-life for piping, tanks and electrical, need meters | Drill new well, replace aging system, install meters throughout system | 500000 | 2002-01-01 | 5 | Monterey District | Inadequate source capacity
2110005 | 003 | BOLINAS COMMUNITY PUD | E | 0 | C | 1200 | Watermains on eroding hillsides | Plan, design, and construct alternative route for water line. | 200000 | 2007-01-01 | 18 | Sonoma District | Watermain relocation - eroding hillside
2110005 | 013 | BOLINAS COMMUNITY PUD | E | 0 | C | 1200 | Existing overflow piping through reservoir dam face (located directly behind and uphill from the district's water treatment plant) needs to be maintained and upgraded to ensure its integrity. | Slipline existing overflow piping within reservoir dam face to protect and preserve its integrity. | 100000 | 2010-01-01 | 18 | Sonoma District | Slipline Overflow Pipe at Woodrat 1 Reservoir
4910007 | 001 | SEA RANCH WATER COMPANY,THE (PUC) | E | 0 | C | 1299 | The installation of a 990,000 gallon water storage tank and associated facilities to increase deficient fire flows and provide adequate storage for a safe and necessary water supply.1 - 2005 DHS Inspection Findings: "The system must investigate increasin | • Construct Four Pressure Reducing Valves (PRV Stations): In 2012 and 2013 these pressure reduction facilities will be coincidental to the tank 8 construction.• Construct Tank 8 at 0.99 MG: The initial phase of the tank 8 construction began with a geote | 6508000 | 2010-01-01 | 18 | Sonoma District | Funding for Distribution/Storage (fire flow) Improvements
4910021 | 001 | BODEGA BAY PUBLIC UTILITY DISTRICT | E | 0 | C | 1423 | The town of Bodega Bay is the largest unincorporated commercial and residential center in western Sonoma County located along Highway 1, on the County’s southern coast. Historically, the town was primarily a fishing village with relatively few permanent r | The project involves construction of a new municipal water supply well, transmission main from the well to the existing distribution system and a chlorine disinfection system. The location of the proposed well would be at 1681 Bay Flat Road, Bodega Bay. T | 420000 | 2010-01-01 | 18 | Sonoma District | Bodega Bay Public Utility District Bay Flat Road Well
2110004 | 018 | STINSON BEACH COUNTY WTR DIST | E | 0 | C | 1500 | The reliability of the District’s water supply sources is highly vulnerable to climatic conditions, seasonal shortages resulting from the large, uncontrolled number of vacationers and visitors to the community of Stinson Beach and the Golden Gate National | The project involves drilling a new well at the District’s Steep Ravine Tank Site to determine the potential for groundwater development on that parcel owned by the District. The well will be drilled and tests performed to assess the quantity and quality | 150000 | 2010-01-01 | 18 | Sonoma District | New Groundwater Well at Steep Ravine Tank Site
4110010 | 022 | MONTARA WATER AND SANITARY DISTRICT | E | 0 | C | 5412 | Insufficient water supply | Develop new GW sources and construct 3 additional storage tanks | 2500000 | 2005-01-01 | 17 | Santa Clara District | insufficient water supply
1910020 | 002 | EAST PASADENA WATER CO. | E | 0 | C | 9745 | East Pasadena Water Company is a small water company (B) serving about 9,700 people. We have been serving portions of Pasadena, Temple City and Arcadia since 1913 via our parent company. We currently have three wells; w7 is 86 years old, w8 is 72 years | A new well called W 11 will serve to augment our source of supply by acting both as a back up well and a relief well which will extend the life of existing wells. This is the most cost-effective way to address our source of supply problem in lieu of relyi | 2458500 | 2010-01-01 | 22 | Angeles District | Well #11
1910204 | 003 | LOS ANGELES CO WW DISTRICT 29 & 80-MALIB | E | 0 | C | 27807 | OWEN WATER TANK. THE EXISTING TANK IS VERY OLD AND UNDERSIZED. THIS IS A STRATEGIC LOCATION FOR A LARGE RESERVOIR FOR THE SITE IS LARGE ENOUGH TO ERECT A LARGE TANK THAT CAN BENEFIT MOST OF THE TOPANGA CANYON RESIDENTS. | CONSTRUCT A 500,000 GALLON TANK TO IMPROVE SYSTEM RELIABILITY.(See new definition and water outage noted in project 08)(4/ | 1000000 | 1999-01-01 | 16 | Central District | Owen water tank
1910204 | 013 | LOS ANGELES CO WW DISTRICT 29 & 80-MALIB | E | 0 | C | 27807 | PHASE 1 OF 2: EXISTING BACKBONE PIPELINE SYSTEM IS AGED AND UNDERSIZED | REPLACE PORTIONS OF THE EXISTING 10" AND 12" PIPELINES WITH 11,000' OF 16" PIPELINE (see 08) | 1932000 | 1999-01-01 | 16 | Central District | Phase 1 of 2; backbone pipeline
1910204 | 020 | LOS ANGELES CO WW DISTRICT 29 & 80-MALIB | E | 0 | C | 27807 | Introduce new sources of supply to increase system reliability and provide redundancy to the District in case of emergency outages. The project would meet Compliance Order 04-00CO-003 objectives. | Project consists of installing approx. 9,000 LF of 12-in diam. steel water main and 950 LF of 33-in main. The proposed project would introduce a new water source into the District and provide system redundancy through an interconnection along Encinal Cyn | 7000000 | 2004-01-01 | 16 | Central District | Encinal Canyon Rd interconnection Pipeline
2110002 | 007 | MARIN MUNICIPAL WATER DISTRICT | E | 0 | C | 190800 | Marin Municipal Water District currently has a 3300 AFA water supply deficit. This project will partially close the gap between supply and demand by making an additional 1000 AFA available to the District. Seventy-five percent of MMWD’s supply comes from | This project consists of three elements, and will result in increasing the District’s reliable water supply by 1000 AFA. Project elements include:? Replacing the Alpine-Bon Tempe Pump? Increasing capacity of the Federal Works pump station? Constructing a | 6000000 | 2010-01-01 | 18 | Sonoma District | MMWD Reservoir Operation Improvement Project
0900410 | 001 | LATROBE ELEMENTARY SCHOOL | E | 0 | P | 100 | Latrobe Elementary School needs additional source capacity to prevent water outages. | Construct additional well and connect to storage tank. | 100000 | 1998-01-01 | 9 | Sacramento District
3601048 | 001 | Barton Flats Water System | E | 0 | N | 25 | Frequent water outages resulting from inadequate capacity of existing filtration system that can't run at higher rate to produce water. | Construct a new filtration system to supplement existing treatment plant | 350000 | 2006-01-01 | 13 | San Bernardino District | Surface water treatment plant expansion
4200872 | 001 | VENTUCOPA WATER SUPPLY | E | 0 | N | 25 | Low water production and inadequate storage to meet demand. | Construct new well and storage tank; may include meters | 735000 | 2002-01-01 | 6 | Santa Barbara District | Well and tank project
1500578 | 002 | LONG CANYON WATER COMPANY CORP. | F | 45 | C | 197 | This project would inter-connect small water systems that have existing sources of supply in violation of arsenic, nitrate, uranium and secondary MCLs. The project would also interconnect small community water systems that have only one existing source | The study would evaluate the best location and size of the pipeline that would inter-connect these systems and also the needed storage tanks and booster pumps that would be needed to supply the entire interconnected small systems. The study would evalua | 80000 | 2008-07-01 | 19 | Tehachapi District | Long Canyon - Weldon Regional Project Feasibility Study
3000663 | 002 | DIAMOND PARK MUTUAL WATER CO. | F | 45 | C | 200 | System is poorly maintained, has failings and is undersized for peak demands including fire flow. It experiences increasing nitrate MCL violations. There is no one contracted or on staff properly certified or aware of safe water system operation requi | Project will replace undersized lines and install a permanent connection to the City of Santa Ana water system. | 750000 | 2010-01-01 | 8 | Santa Ana District | Diamond Park Consolidation with Santa Ana
5410007 | 003 | LSID - TONYVILLE | F | 45 | C | 400 | The Lindsay-Strathmore Irrigation District (District) provides water for domestic and/or agricultural irrigation purposes. The District utilizes imported surface water as their primary water supply. The District has a contract for Class 1 water from the | A pipeline that interties the District and the City of Lindsay is needed to provide the District with water during canal water supply interruptions and eliminate the need to utilize nitrate-contaminated groundwater wells. The intertie also affords the op | 1038000 | 2008-08-01 | 12 | Visalia District | Tonyville Interconnection
5400636 | 001 | OROSI HIGH SCHOOL | F | 45 | P | 900 | Exceeds nitrate MCL. | Connection to Orosi PUD. | 100000 | 2001-01-01 | 12 | Visalia District | Nitrate Compliance
5401038 | 001 | AKIN WATER CO | F | 40 | C | 50 | Ongoing nitrate contamination; with notification | Connect to city of Porterville to provide water meeting nitrate standard | 250000 | 2006-01-01 | 12 | Visalia District | Excess nitrate - consolid w Porterville
2000557 | 002 | MD#43 MIAMI CREEK KNOLLS | F | 40 | C | 100 | The well exceeds the nitrate MCL and provides an inadequate supply of water. Also, the system's storage and distribution facilites are old and deteriorated. | Construct a new well, storage and distribution facilities. This system would also be consolidated with the MD#60-Dillon Estates system. | 1813000 | 2007-01-01 | 11 | Merced District | Nitrate contaminated source replacement
5400651 | 001 | BEVERLY GRAND MUTUAL WATER | F | 40 | C | 108 | Ongoing viol of nitrate w public notification | Excess nitrate - consolid w Porterville | 250000 | 2006-01-01 | 12 | Visalia District | Excess nitrate - consolid w Porterville
5400735 | 002 | RODRIGUEZ LABOR CAMP | F | 40 | C | 110 | The Rodriguez (California Camp) Water System has one water well that provides water to the residents of this Farm Labor Camp. The well provides water that exceeds the Maximum Contaminant Level (MCL) for nitrate with levels in the range of 130 ppm. The s | The proposed project would be to consolidate with the Richgrove Community Services District water system. The project would include the purchase of capacity into the Richgrove system as well as the extension of a water main from Richgrove or the new well | 500000 | 2008-01-01 | 12 | Visalia District | Rodriguez (California Camp) Water System Safe Drinking Water Project
5400567 | 001 | TOOLEVILLE WATER COMPANY | F | 40 | C | 300 | Exceeds nitrate MCL. | Drill a new well or connect to City of Exeter | 250000 | 2002-01-01 | 12 | Visalia District
5400666 | 001 | WATERTEK - GRANDVIEW GARDENS | F | 40 | C | 350 | EXCEEDING NITRATE MCL | DRILL A NEW WELL. or connect to City of Porterville | 262500 | 1998-01-01 | 12 | Visalia District | Compliance with nitrate - consolidation
5410010 | 014 | PORTERVILLE, CITY OF | F | 40 | C | 51467 | The City is surrounded by private water companies whose wells exceed the MCL level for nitrates. If funded, staff will recommend to the City Council that plans & specification be drawn to abandon the offending private wells and piping system. The City wil | The three private water companies located along the edge of City limits repeatly ask that the City of Porterville provide water to their private water delivery system via a master meter.City policy requires that private water companies abandon their offen | 2000000 | 2010-01-01 | 12 | Visalia District | Consolidation of Private water Companies
5400805 | 002 | SOULTS MUTUAL WATER CO | F | 35 | C | 100 | BACTERIOLOGICAL & NO3 > MCL | DEEPEN WELL, RUN WATER CONNECTIONS THROUGH FRONT YARDS. OTHER - DESIGN AND CONSTRUCTION | 100000 | 1998-01-01 | 12 | Visalia District | Nitrate Compliance
1500409 | 002 | BROCK MUTUAL WATER COMPANY | F | 35 | C | 500 | Brock Mutual Water Company's well produces water with nitrate above the MCL of 45 mg/L. The Water Company is in violation of the nitrate MCL. | As part of this consolidation project, Brock Mutual Water Company will consolidate with the neighboring Vaughn Water Company. Vaughn Water Company's pipeline is less than 1,000 feet from Brock Mutual WC. As part of the project new distrbution system, me | 800000 | 2009-01-01 | 19 | Tehachapi District | Brock Mutual Water Company-Consolidation with Vaughn WC
2710011 | 001 | SOLEDAD, CITY OF | F | 35 | C | 16146 | Nine properties on private well systems--providing drinking water with nitrate concentrations in excess of MCL--need to be consolidated into city's water system. | Replace private wells with connection to municipal water. | 220000 | 1998-01-01 | 5 | Monterey District | Consolidation with City for nitrate compliance (1997)
2701036 | 001 | APPLE AVE WS #03 | F | 30 | C | 60 | Well exceeds nitrate MCL - may need to hook up to City water. | Drill deeper well or consolidate with City water system. | 75000 | 1998-01-01 | 5 | Monterey District
1500373 | 002 | SEVENTH STANDARD MUTUAL | F | 30 | C | 66 | Nitrate levels exceed drinking water standards in both wells. We notify residents on a quarterly basis on the nitrate levels. In addition, iron and other chemicals also exceed recognized standards. This system serves 22 family homes each consisting of | Installation of a 12" pipeline to delivery water to the general neighborhood and new pipelines and meters to each resident. The scope of the project also includes disconnecting and abandonment of existing wells and tank. | 1890350 | 2010-01-01 | 19 | Tehachapi District | Consolidation project - Category F excessive nitrates in distributed water.
1500494 | 001 | WILSON ROAD WATER COMMUNITY | F | 30 | C | 72 | Wilson Road Water Community has only one well with nitrate problem. | A treatment or intertie with East Niles CSD is needed to solve the nitrate problem. | 1000000 | 2009-01-01 | 19 | Tehachapi District | Nitrate Correction Project of Wilson Road Community/Intertie with East Niles CSD
2700771 | 003 | SPRINGFIELD MWC | F | 30 | C | 200 | Moss Landing Middle School, a public school, has high nitrates and other water quality contaminants that prohibit their well from being used for potable purposes at the school. The Moss Landing Mobile Home Park, a low income community, is proposed to be | The project, as proposed, will include the development of a deep, new, large groundwater well with a deep sanitary seal to provide service to the various small systems and customers in the Springfield/Struve Road area. The well will be developed by the P | 4000000 | 2010-01-01 | 5 | Monterey District | Pajaro/Sunny Mesa Community Services District (PSMCSD)-Springfield Water System Distribution & Well
2700706 | 002 | QUEEN MOTEL WS | F | 30 | C | 250 | Both wells supplying water to the system have high nitrate concentrations and are unusable. Bottled water is provided for drinking and cooking. | Construct a new pipeline to tie into California Water System-King City | 348000 | 2001-01-01 | 5 | Monterey District
3700923 | 003 | LAKE MORENA OAK SHORE MW CO. | F | 30 | C | 700 | Lake Morena Oak Shores currently is in receipt of complliance orders for excessive Nitrates. Additionally, a neighboring smaller system, Lake Morena RV Park, has arsenic and nitrate violations requiring them to use bottled water. Both systems desire to | Project will provide treatment for the nitrates in the Oak Shores system thus providing a reliable source of state apporved water. It will then connect the two systems consolidationg them into one, Oak Shores system, and relieving the RV park from mand | 202280 | 2010-01-01 | 14 | San Diego District | Nitrate compliance - consolidation
1510006 | 007 | EAST NILES CSD | F | 30 | C | 25500 | 1. San Joaquin Estates Mutual Water Co.1. Ongoing non-compliance with the Nitrate MCL of 45 mg/L2. Sample results as of 8/01/05 (64 mg/L)3. Ongoing non compliance of order No. 03-19-04E-098 to provide public notification of MCL excedence.4. Ongoing | Consolidation of East Wilson Road Water Company,San Joaquin Estates Mutual Water Company and Victoty Mutual Water Company into the East Niles Community Services District will require the following infrastructure construction, replacement and abandonment. | 5008020 | 2008-11-01 | 12 | Visalia District | Consolidation of East Wilson, San Joaquin and Victory Mutual
1510006 | 008 | EAST NILES CSD | F | 30 | C | 25500 | Country Estates (Del Oro Water Company)Levels of arsenic and nitrate at or exceed the DHS regulated Maximum Contaminant Levels (MCL)Noncompliance with:1. Failure to provide reporting on bacteriological testing.2. Failure to report monitoring requirem | Country Estates (Del Oro Water Company)1. Abandon existing distribution system2. Install 4,800 ft. of 8 inch pvc distribution line, valves and appurtenances3. Install 2,000 ft. of 12 inch transmission line4. Install 8 fire hydrants5. Install 89 mete | 4322750 | 2008-11-01 | 12 | Visalia District | Cosolidation of Country Estates and Oasis Rd. with ENCSD
1510006 | 009 | EAST NILES CSD | F | 30 | C | 25500 | Four water companies near the District's service area have had or are currently having water quality issues and water reliability issues with their respective water systems. The problems, according to preliminary engineering reports, are as follows:East | The proposed project will consist of replacing all four existing water systems in the respective water company's service areas with new piping, fire hydrants, valves, and service lines as well as constructing a new groundwater well with arsenic removal eq | 7800000 | 2010-01-01 | 12 | Visalia District | Water System Improvements for Consolidation of Four Water Companies
3500526 | 001 | ARNOLD PARK (O BANNON S MHP) | F | 25 | C | 28 | Nitrate level exceeding 45 mg/L in only supply well | locate new source water or treat existing groundwater for nitrate removal | 100000 | 2002-01-01 | 5 | Monterey District | Nitrate compliance
1502699 | 001 | EAST WILSON ROAD WATER COMPANY | F | 25 | C | 35 | Nitrate levels exceed allowable MCL of 45 mg/L. We are at 87 mg/L. Included is a copy of Compliance Order #03-19-010-004 | Ion exchange System | 150000 | 2003-01-01 | 19 | Tehachapi District
1500578 | 003 | LONG CANYON WATER COMPANY CORP. | F | 25 | C | 197 | This project would inter-connect small water systems that have existing sources of supply in violation of arsenic, nitrate, uranium and secondary MCLs. The project would also interconnect small community water systems that have only one existing source | The construction project would include new sources (if needed) to meet demand of the entire completed system, 11-mile long pipeline that would inter-connect these systems and also the needed storage tanks and booster pumps to supply the entire interconne | 15000000 | 2008-08-01 | 19 | Tehachapi District | Long Canyon - Weldon Area Regional Solution Construction Project
5400616 | 001 | LEMON COVE WATER CO | F | 25 | C | 200 | One well system which has nitrates above the MCL | Drill a new well or connect to system OTHER- Design and Construction | 315000 | 1998-01-01 | 12 | Visalia District | Compliance with nitrate standard
2010012 | 003 | HILLVIEW WATER CO-RAYMOND | F | 25 | C | 243 | Raymond Wells No. 8 & 9 exceed the Nitrate Maximum Contaminant Level. Well No. 8 is one of the primary wells in Raymond which has a marginal water supply at best. Arsenic is also a problem in several of the wells. The Nitrate level in the blended well wat | Raymond Wells No. 8 & 9 both have Nitrate levels which exceed the Nitrate Maximum Contaminant Level. Raymond Well No. 8 is the largest water producer of all the Raymond wells. Several of the Raymond wells also have Arsenic levels which exceed the Arsenic | 1999650 | 2010-01-01 | 11 | Merced District | Raymond 2010012 Nitrate and Arsenic Compliance
2400053 | 001 | El Nido Mobile Home Park | F | 25 | C | 250 | Well No. 2 exceeds the nitrate MCL. | Construct a new well or install treatment facilities. | 300000 | 2004-01-01 | 11 | Merced District
5400663 | 001 | FAIRWAYS TRACT MUTUAL | F | 25 | C | 250 | BOTH WELLS OVER NITRATE MCL | install nitrate treatment or connect to city of Porterville | 621000 | 1998-01-01 | 12 | Visalia District
5401003 | 001 | EAST OROSI CSD | F | 25 | C | 700 | WELL OVER NITRATE MCL | DRILL A SECOND WELL FOR FUTURE USE IF PRIMARY WELL IS SHUT OFF. OTHER - DESIGN AND CONSTRUCTION | 2700000 | 1998-01-01 | 12 | Visalia District | Nitrate Compliance
5401003 | 004 | EAST OROSI CSD | F | 25 | C | 700 | The District hopes to address high nitrates in the water and end sporadic low pressure conditions. | The District proposes to rehabilitate the existing two wells serving the community to provide lower nitrate water. This is considered Phase I of the Water System Improvements planned for the Community. | 200000 | 2010-01-01 | 12 | Visalia District | East Orosi Well Rehabilitation Project
5400792 | 003 | WOODVILLE FARM LABOR CENTER | F | 25 | C | 725 | County inspection report (June 18, 2007) has revealed that the system is over the maximum contaminant level for nitrates. | This is an existing Farm Labor Center near the City of Woodville in S/E Tulare County. The Center was first built in about 1937, and has been remodel several times since the orginal construction date. Details of work done on the existing Well, and stora | 100000 | 2008-01-01 | 12 | Visalia District | Nitrate compliance
5410026 | 002 | POPLAR COMM SERVICE DIST | F | 25 | C | 2200 | The Poplar Community Services District (District) provides domestic water to the residents of the unincorporated community of Poplar. The District’s water system serves approximately 2,200 people. The District utilizes three groundwater wells to supply | The Poplar Community Services District (District) has identified the need for a new groundwater well for domestic water supply purposes. The District’s proposed project consists of designing and constructing a new groundwater well.The proposed Project | 600000 | 2008-01-01 | 12 | Visalia District | Water Supply Project - 2007
5410026 | 003 | POPLAR COMM SERVICE DIST | F | 25 | C | 2200 | An evaluation was conducted on the system’s water demand and the system's capacity relative to the State’s revised Title 22 Water Works Standards, effective March 9, 2008.In summary, the evaluation findings are as follows:1. Given available data, the pres | A test well will be drilled to verify that the groundwater quality meets the State’s requirement. A new well will be drilled to replace capacity lost from placing the South well on standby. The well will be equipped with a water lubricated pump, electri | 1340000 | 2010-01-01 | 12 | Visalia District | Poplar Community Service District Water Supply Project
5410019 | 002 | IVANHOE PUBLIC UTILITY DIST | F | 25 | C | 4474 | Nitrate MCL exceeded in Well 1 and Well 5 | Construct new well | 680000 | 2007-01-01 | 12 | Visalia District | Nitrate MCL exceeded in Wells 1 & 5; Drill new well
5410001 | 001 | CUTLER PUD | F | 25 | C | 6200 | HIGH NITRATE/DBCP LEVELS | INSTALL NEW WELL, BLENDING TANK, AND APPURTENANT FACILITIES TO REPLACE HIGH NITRATE AND DBCP WELLS. | 2186000 | 1999-01-01 | 12 | Visalia District | Well treatment/replacement project - nitrate and dbcp
5410006 | 004 | LINDSAY, CITY OF | F | 25 | C | 11450 | DBP MCLs are difficult to meet with existing surface water treatment plant. Periodic use of ground water wells helps reduce overall DBP running annual average; wells result in perchlorate violation. | Optimize coagulant dosage at SWPT, and install chloramination at SWTP and at each wellhead. Bench-scale testing designed to determine optimum coagulant dosing; correct perchlorate violation | 575000 | 2006-01-01 | 12 | Visalia District | Primary standards - perchlorate and DBPs
1510012 | 005 | LAMONT PUBLIC UTILITY DIST | F | 25 | C | 13296 | The Plainview Rehabilitation project will address the excessively high nitrate problem at this site.The drinking water standard exceeded the MCL for nitrates. | Plainview well # 3 was taken off line and abandoned due to high nitrates.The proposed project is to first perform a groundwater study of this site to gather the necessary information for redrilling to a different aquifer, within the location of the existi | 2500000 | 2009-01-01 | 12 | Visalia District | Plainview Well #3 Rehabilitation Project (nitrate compliance) (2008)
1510012 | 011 | LAMONT PUBLIC UTILITY DIST | F | 25 | C | 13296 | Well #16 is producing water that exceeds the MCL for both Arsenic and Perchlorate. | The proposed project is for the purchase and installation of a 900 gpm BWIX/ Ion Exchange treatment and removal system for arsenic, and enhanced media for the removal of perchlorates. | 2000000 | 2010-01-01 | 12 | Visalia District | Lamont PUD Well #16 Water (Arsenic/Perchlorate) Treatment Project
3310016 | 010 | HEMET, CITY OF | F | 25 | C | 20047 | Nitrate levels at City of Hemet wells No. 1, No. 2, and No. 3 exceed the MCL. As a result, these three wells have been taken out of service by order of CDPH. Water from well No. 4 has high nitrate levels and requires blending with other wells per the CD | Installation and implementation of a Supervisory Control and Data Acquistion (SCADA) system and continuous nitrate analyzer at four wells in the City of Hemet water system (Wells No. 1, No. 2, No. 3 and No. 4). | 800000 | 2010-01-01 | 20 | Riverside District | Hemet Well Telemetry and Nitrate Analyzer Installation
1502549 | 001 | POPLAR AVENUE COMMUNITY | F | 20 | C | 30 | We only have one well. The well showed total coliform bacteria in June 2008. In May and June 2008, we experienced total coliform problem in our distribution system. In June 2008, we failed the total coliform MCL and also had E.Coli +ve samples in the d | Project would consist of consolidation with City of Shafter. City of Shafter already has pipes in our service area. Project would consist of connecting all our customers to City of shafter water system. We will also destroy our well as part of the cons | 40000 | 2009-01-01 | 19 | Tehachapi District | Consolidation Project with City of Shafter
5402047 | 001 | GLEANINGS FOR THE HUNGRY | F | 20 | C | 31 | Exceeds nitrate MCL. | Drill a new well. | 100000 | 2002-01-01 | 12 | Visalia District | Nitrate compliance
1500373 | 001 | SEVENTH STANDARD MUTUAL | F | 20 | C | 66 | 1,2 - D1 CHLOROPROPANE ABOVE MCL IN BOTH SYSTEM WELLS AND NITRATE IN WELL#2 | UNDETERMINED UNTIL STUDY IS DONE. OTHER - STUDY, DESIGN AND CONSTRUCTION | 1692462 | 1998-01-01 | 19 | Tehachapi District
1500584 | 001 | GOOSELAKE WATER COMPANY | F | 20 | C | 80 | With only one well as a source of water supply, this public water system is deemed to have unreliable water supply. | Funds are needed to drill a second well or consolidate with nearby water system. The goal of the project is to ensure served people of a reliable domestic water supply. | 200000 | 2009-01-01 | 19 | Tehachapi District | Second Well for the Water System or inter-tie project for increasing the reliability of the water su
5402048 | 001 | DEL ORO RIVER ISLAND SERV TERR #2 | F | 20 | C | 87 | System's wells violate the Nitrate MCL. | Locate, Drill, outfit and install new wells. | 75000 | 2005-01-01 | 12 | Visalia District
3302093 | 003 | County Water of Riverside | F | 20 | C | 180 | Single Well source exceeds the nitrate drinking water standard. Riverside County LPA has issued a Compliance Order to take corrrective actions. Quarterly public notification is on-going. | Consolidation with Elsinre Valley MWD. Construct a pipeline and master-metered connection from the Elsinore Valley MWD pipeline/storage faciltity located nearby to the County Water Company's property line capable of supply MDD plus fire flow for the exist | 300000 | 2010-01-01 | 20 | Riverside District | County Water Company, Consolidation with Elsinore Valley MWD
1500575 | 001 | SAN JOAQUIN ESTATES MUTUAL | F | 20 | C | 220 | Excessive Nitrate Levels in the system well | Equipment repair and replacement or drill a new well depending upon investigation or laying a new water line less than a mile to east Niles CSD line | 350000 | 2005-01-01 | 19 | Tehachapi District
5400665 | 002 | DEL ORO RIVER ISLAND SERV TERR #1 | F | 20 | C | 810 | System's sources violate Nitrate MCL. | Locate, drill, outfit and install new wells. | 200000 | 2005-01-01 | 12 | Visalia District | Correct Nitrate MCL Violation
5410010 | 012 | PORTERVILLE, CITY OF | F | 20 | C | 51467 | The City's water system is needed to supply water to seven different privately owned public water systems located around the periphery of the City limits. These systems have nitrates that exceed the MCL. | The City needs to construct three new wells and construct hookups to each system with a master meter and a backflow prevention device. | 2100000 | 2005-01-01 | 12 | Visalia District | New water source and interconnect 7 adj sws w nitrate contam
5400555 | 001 | CITRUS SOUTH TULE SCHOOL | F | 20 | P | 50 | Exceeds nitrate MCL. | Drill a new well | 100000 | 2002-01-01 | 12 | Visalia District
5400709 | 001 | SEQUOIA UNION SCHOOL | F | 20 | P | 400 | Exceeds nitrate MCL. | Drill a new well | 644564 | 2001-01-01 | 12 | Visalia District | Nitrate compliance
0000541 | 001 | Monson Area Water Supply Study | F | 20 | U | 25 | The unincorporated Tulare County community of Monson is not currently served by a public water system. Residents of approximately 25 homes | The community of Monson currently obtains its potable water from private, domestic wells. Voluntary testing of twelve wells within the community was recently completed. | 300000 | 2009-01-01 | 12 | Visalia District | Monson Safe Drinking Water Feasibility Study
3900579 | 001 | CENTURY MOBILE HOME PARK | F | 15 | C | 50 | The average of 4 sample results of the new well (#5) in 2007 was 13.5 ug/L, and exceeds the new MCL for arsenic of 10 ug/L, National Revised Primary Drinking Water Regulations, Federal Arsenic Rule, Section 141.62(b), 40 Code of Federal Regulations. The | The water system exceeded Nitrate in both Well #1 and the standby Well #2. The new well (Well #5) installed to mediate the Nitrate issue but the water exceeded arsenic. The strategy at this point is blend the two sources and destroy the Standby Well #3. | 500000 | 2009-01-01 | 10 | Stockton District | Century Mobile Home Park
3700923 | 001 | LAKE MORENA OAK SHORE MW CO. | F | 15 | C | 700 | Nitrate MCL violations. | put in treatment | 150000 | 2000-01-01 | 14 | San Diego District
1910038 | 004 | EL MONTE-CITY, WATER DEPT. | F | 15 | C | 22828 | Water drawn from Well No. 4 in the El Monte water system has recently experienced a rise in nitrate concentration. The well was shut down in January 2008 when the nitrate concentration approached the MCL of 45 mg/L as NO3. Samples have been taken and c | To bring Well No. 4 back to service condition, a blending operation between Well No. 4 and Well No. 10 water is proposed. Blending the flows of Well No. 4 to the nearest Well No. 10 is accomplished by construction approximately 3,700 linear feet of a new | 1500000 | 2010-01-01 | 16 | Central District | Well No. 4 and Well No. 10 Blending
1910038 | 005 | EL MONTE-CITY, WATER DEPT. | F | 15 | C | 22828 | Water drawn from Well No. 3 in the El Monte water system has recently experienced a rise in nitrate and VOC concentrations. The well was shut down when the nitrate concentration approached the MCL of 45 mg/L as NO3. VOC concentrations in Well No. 3 are a | Well No. 3 is equipped with a pump that discharges approximately 1,200 gallons per minute to the proposed GAC systems. Two GAC tanks are arranged in a parellel operating configuration. Each tank is designed to treat 600 gpm. Each of the two pressure ve | 1000000 | 2010-01-01 | 16 | Central District | Well No. 3 VOC and Blending
3310009 | 054 | EASTERN MUNICIPAL WD | F | 15 | C | 414710 | The goals of this project are to:• Reduce demand on imported water sources;• Protect drinking water sources;• Provide and enhance water security; and• Supplement water supplies for disadvantaged communities.Eastern Municipal Water District (EMWD) provides | The Perris II Desalter will provide up to 5 MGD of water from seven wells feeding into a reverse osmosis (RO) desalination plant. This new water supply will supply up to 11,000 homes in the disadvantaged community of Perris, California, and reduce import | 20000000 | 2009-01-01 | 20 | Riverside District | Supporting Infrastructure for Perris II Desalter
3310009 | 059 | EASTERN MUNICIPAL WD | F | 15 | C | 414710 | Eastern Municipal Water District (EMWD) provides water to a 555-square mile area in western Riverside County, serving approximately 675,000 people. EMWD’s total potable water demand of 134,000 acre feet per year (AFY) includes 82% imported water from the | The proposed Perris I and Menifee Desalters Iron and Manganese Removal Facility (Project) consists of a centralized treatment facility and well-head chlorination improvements to treat the brackish groundwater supply to the existing Perris I and Menifee De | 18000000 | 2010-01-01 | 20 | Riverside District | Perris I Desalter Iron Manganese Removal Facility
1000207 | 002 | PERSHING HIGH SCHOOL | F | 15 | P | 56 | Current well has traces of nitrate and uranium contamination. Site currently using bottled water. Public notification each quarter has been implemented and continues to be until the problem is corrected. | Construction to correct nitrate violation | 200000 | 2010-01-01 | 23 | Fresno District | New Well at Pershing
2000613 | 001 | OAKHURST ELEMENTARY SCHOOL | F | 15 | P | 330 | Mountain area water system served by a single source that is not in compliance with the nitrate MCL of 45 ppm. The average of the initial sample and a second sample is 50.5 ppm. Water system is vulnerable to water outages because it only has a single so | Hire consultants and/or engineers to find best fit solution for nitrates either by drilling a new well, treatment or consolidation with another system. Also, drill a new well or consolidate with another water system for single source problem. | 100000 | 2009-01-01 | 11 | Merced District | Oakhurst Elementary-Nitrate removal from single groundwater source
1000112 | 001 | FAIRMONT SCHOOL | F | 15 | P | 493 | WELLS PRODUCE WATER THAT EXCEEDS THE NITRATE MCL. | CONSTRUCT A NITRATE REMOVAL TREATMENT SYSTEM. or consolidate | 1000000 | 1998-01-01 | 23 | Fresno District | Correct nitrate violation
1400069 | 002 | Death Valley Junction | F | 15 | N | 200 | Our Coliform levels are well over the limit and we are having a very hard time controling the levels. We have been doing public notification for the last three weeks and may continue longer as we cannot get the levels down as of now. | We feel that a automatic chlorination system intstalled prior to our storage unit will help control our coliform problem | 100000 | 2010-01-01 | 13 | San Bernardino District | Water Treatment (chlorination) coliform
0706007 | 001 | VILLA DE GUADALUPE | F | 10 | C | 26 | The water supply exceeds the nitrate MCL. The nitrate levels have increased from 35 mg/L in 2003 to > 60 mg/L in 2008. The water system is located in an agricultural area with historically elevated nitrate levels in the shallower aquifers (10-50 ft.). | Installation of treatment facilities for nitrate removal is proposed to provide water below the MCL. Construction of a new well may be necessary if the use of the aquifer continues to increase. The area is not considered water short and water with lower | 40000 | 2009-01-01 | 4 | San Francisco District | Villa de Guadulpe Housing - Nitrates (2008)
2701063 | 002 | RIVER RD WS #25 | F | 10 | C | 65 | The water system exceeds the Maximum Contaminant Level allowed for nitrates in drinking water. To solve this problem a new well drilled deeper should allow for drinkable water to be available. | In order to allow new uncontaminated water to be produced, a new water source, a new well will be drilled adjacent to the existing water source. However the depth of the new source should be several hundred feet deeper than the existing one. All require | 60000 | 2009-01-01 | 5 | Monterey District | Nitrate Compliance Drill new well
2700656 | 003 | MORO COJO MWA | F | 10 | C | 67 | Water system has 3 wells. 2 are used for domestic (production is ? And unknown). The remaining 3 wells exceed the state MCL for nitrates and are used for irrigation only. | Construct a new well, possibly in a different location. | 100000 | 2000-01-01 | 5 | Monterey District | Replace nitrate contaminated source
2700686 | 006 | GARLEN COURT WS | F | 10 | C | 69 | For several years the nitrate levels in the Garlen Court Water System have been high. In December 2003 the Monterey County Health Department ordered the System to increase the frequency of sampling to quarterly due to the fact that a November 2003 sample | A small treatment plant would be designed and built for the Garlen Court Water System to treat the water from the System's only well. The plant will include treatment for nitrates, monitoring equipment and tanks for containing any waste effluent. It is | 89000 | 2010-01-01 | 5 | Monterey District | Treatment Plant for Nitrates for Garlen Court Water System Well
1500544 | 003 | ENOS LANE PUBLIC UTILITY DISTRICT | F | 10 | C | 250 | We have two systems wells. one of the wells exceed the nitrate MCL of 45 mg/L. | One alternative is to provide nitrate blending treatment. The other option is to conslidate with Vaughn Water Company which is over 3 miles away. | 1500000 | 2008-08-01 | 19 | Tehachapi District | Nitrate Removal/Blenidng Treatment or Consolidation with Vaughn Water Company
3400172 | 003 | TOKAY PARK WATER CO | F | 10 | C | 525 | The primary well exceeds the MCL for perchlorate. | Install intertie with at least one large public water system and replace the existing contaminated well with associated pumping and pumps. | 50000 | 2009-01-01 | 9 | Sacramento District | Well Replacement
2710008 | 001 | GREENFIELD, CITY OF | F | 10 | C | 17547 | [Insufficient number of homes to form special assessment district.] Nitrate levels in certain private drinking water systems are too high. | Install a water main to this property to hook up residences to City water. | 300000 | 1998-01-01 | 5 | Monterey District
3310044 | 004 | RUBIDOUX COMMUNITY SD | F | 10 | C | 26177 | High nitrate well. | Installation of treatment. | 5000000 | 1999-01-01 | 20 | Riverside District | Nitrate Compliance (1998)
3610029 | 027 | MONTE VISTA CWD | F | 10 | C | 51014 | District Well No. 20 has outlived its useful life; the well's casing is now beyond repair. The well has functioned as a required facility for the District to meet its Department of Public Health blending requirements. Upstream wells produce groundwater wi | This project involves the hydrogeological assessment, design, pilot hole drilling, well developing, and wellhead equipping of a new high water quality, 2,000 GPM production facility to be used to blend with upstream Well Nos. 4 and 27. | 1250000 | 2010-01-01 | 13 | San Bernardino District | Well 34 Blending Project
3610004 | 001 | WEST VALLEY WATER DISTRICT | F | 10 | C | 63693 | The WVWD and City of Rialto are joining up to design, construct and operate a wellhead treatment system to treat groundwater from two existing production wells. The treatment system will have a capacity for 2,000 gpm and will involve inter-connecting the | The project will involve building a wellhead treatment system, including piping for untreated water, treated water and demonstration period discharge to treat water from two existing public water supply wells. The two wells are Rialto Well #6 and WVWD We | 12000000 | 2010-01-01 | 13 | San Bernardino District | Perchlorate/Nitrate Wellhead Treatment System
5010010 | 013 | MODESTO, CITY OF | F | 10 | C | 212000 | Nitrate analyzers to monitor the water in Tanks 3, 7, and 8. These tanks blend well water with nitrates. The analyzers are needed to protect the customers from nitrate spikes in the system. These spikes can result from the use of GAC wellhead treatment | A nitrate analyzer will be purchased and installed for Tank 3. A chlorine residual analyzer will be purchased and installed for Tank 7 and 8. Once installed, the tanks can be monitored for nitrate spikes and chlorine residual remotely. | 100000 | 2010-01-01 | 10 | Stockton District | Tank Sites - CDPH Monitoring Compliance
5401006 | 003 | UC DAVIS-SCHOOL OF VET. MED. | F | 10 | P | 80 | The VMTRC site is currently served by two existing water wells. Several years ago, these wells were found to be in excess of the State limits for nitrates and arsenic. Current water system exceeds the nitrate MCL (currently 46 ppm) and previously tested | UC Davis VMTRC proposes consolidation with the City of Tulare water system. The proposed project is to construct a new water well, built to City of Tulare specifications (1,000 ft deep; sealed to 300 ft.; 800 GPM), which will provide potable water and ad | 800000 | 2010-01-01 | 12 | Visalia District | UC Davis - Tulare Campus Well (New Potable Water Source)
4200872 | 004 | VENTUCOPA WATER SUPPLY | F | 10 | N | 25 | The water system has only one well which exceeds the MCL for nitrates. The water system was established in the 1930s and does not meet DHS standards and community needs. Water system exceeds nitrate standard, and does not meet quantity and quality stand | Connect new well to provide system with better quality water that meets nitrate MCL. Blend new well water with Old well #1 water to meet Nitrate standards. Provide water storage that meets DHS standards Provide chlorination equiptment to maintain | 845000 | 2007-12-01 | 6 | Santa Barbara District | ventucopa water supply improvements
2700999 | 002 | OAK PARK WS | F | 10 | N | 29 | Fluctuating levels of nitrate in wells. Nitrate exceeds MCL most of the time and overall trend of nitrate concentration is increasing. | Drill and equip a new well or else install nitrate removal treatment. | 100000 | 2000-01-01 | 5 | Monterey District
1907036 | 001 | NEW APOSTOLIC CHURCH BOUQUET CANYON | F | 10 | N | 40 | Water treatment system is required to treat well water bringing nitrate and arsenic levels to accepted levels for drinking. Currently, "Do not Drink" placards are placed at kitchen and two bathroom faucets, and have been in place for over 14 years. Duri | Water treatment system to be installed where water enters building which will also require security cage to deter tampering. System will require regular maintainence and filter/tank replacement. | 8000 | 2010-01-01 | 16 | Central District | Well water treatment system
5700707 | 002 | ROLLING ACRES WAT MUTUAL | F | 5 | C | 33 | The well servicing the current members of the Rolling Acres Mutual Water Company (RAMWC) was drilled in 1969 as a mandate by Yolo County to provide the means to apply for subdivision status by the availability of water for required fire protection service | The RAMWC water system was installed initially as a fire protection system in 1969, but has been utilized for potable water for the developed subdivision since 1975. Upgrades to the system are necessary to make the system compliant with today's recommenda | 185650 | 2010-01-01 | 9 | Sacramento District | Rolling Acres Water System Repair and Upgrade
2700665 | 001 | OAK HEIGHTS W & R CO INC | F | 5 | C | 105 | The Oak Heighats Water and Road Company, Inc., has been notified by the Monterey County Department of Health that they are in violation of the California Safe Drinking Water Act and California Health and Safety Code Regulations (Section 64431 CCR/Section1 | The following are suggested solutions to address the Nitrate Contaminant problem: (1) A certified professional install a reverse omosis system under the sink of every Oak Heights Water and Road Company, Inc., residence (35 units) (2) Install an Ion Exchan | 50000 | 2009-01-01 | 5 | Monterey District | Funding for Compliance Order # 08-002, Nitrate Contaminant Removal
5700788 | 001 | NORTH DAVIS MEADOWS | F | 5 | C | 110 | North Davis Meadows County Service Area Water System has experienced a problem with Nitrate contamination in both of its drinking water wells. It has had to shut off both 500 ft wells at one point due to contamination. Nitrate levels have been monitored i | This Project for the Nitrate reduction within the North Davis Meadows County Service Area would be by induction into the much larger City of Davis Public Water System via pipeline connection. Currently the North Davis Meadows water system is made up of tw | 1873948 | 2010-01-01 | 9 | Sacramento District | Connection of the North Davis Meadows County Service Area Public Water System to the City of Davis W
5710006 | 009 | CITY OF WOODLAND | F | 5 | C | 56000 | These wells have nitrate levels in excess of the MCL. | The project involves drilling of a rep[lacement well with upper and intermidiate seals to block off the highly contaminated water. | 1500000 | 2010-01-01 | 9 | Sacramento District | Well Replacement
3610041 | 015 | SAN GABRIEL VALLEY WC - FONTANA | F | 5 | C | 153647 | Well F18A is contaminated with perchlorate above the AL | Install treatment using ion exchange technology to remove perchlorate | 1750000 | 2003-01-01 | 13 | San Bernardino District | Install ion exchange treatment Well F18A
3610041 | 017 | SAN GABRIEL VALLEY WC - FONTANA | F | 5 | C | 153647 | Well F35A is contaminated with perchlorate above the AL | Install treatment using ion exchange technology to remove perchlorate | 3000000 | 2002-01-01 | 13 | San Bernardino District | Install ion exchange treatment Well F35A
4300630 | 002 | FOOTHILL MUTUAL WATER | F | 0 | C | 30 | Source exceeds nitrate MCL | Construct new deep well to locate water that complies with state standards | 1460096 | 2007-01-01 | 17 | Santa Clara District | Nitrate compliance (2006)
2701241 | 002 | ENCINAL RD WS #01 | F | 0 | C | 41 | Encinal Road Water System #1 has one well serving businesses and homes with domestic and irrigation water. The system has one older Ag. well with no treatment and no storage. Nitrate levels in this system are increasing each year and a recent test showed | Central Portable Exchange System - for Nitrate removalQuoted by Culligan July 23, 2007 $111,600Cost of land and building to house system $100,000 Cost to bring in power | 350000 | 2008-01-01 | 5 | Monterey District | Encinal Rd. WS#1 Disinfection/Nitrate Removal System
4300996 | 001 | VALLEY VIEW RANCHES | F | 0 | C | 45 | CDPH is requiring us to come into compliance with the MCL for nitrates, which we have historically been significantly over. Our water company has made a proposal to come into compliance by installing distillation units in each home which would service mu | We would be installing anion exchange treatment equipment sufficient to treat 4500 gallons (75x 15 homes x avg 4 people per home) per day. We would also need to install storage tanks for buffering peak flow demands. We would also need a booster pump t | 290000 | 2009-01-01 | 17 | Santa Clara District | Valley View Ranches Mutual Water Company - Nitrate compliance (2008)
2702094 | 002 | BLACKIE RD WS #18 | F | 0 | C | 60 | Single well nitrate contamination, no emergency power.Tanks corroded, not acceptable designBankrupt systems | New water storage tank.backup power generator.Nitrate treatment plant. | 800000 | 2009-01-01 | 5 | Monterey District | Blackie Road #18
1500569 | 001 | VALLEY VIEW ESTATES MUTUAL WATER CO | F | 0 | C | 79 | Well #4 has a nitrate level that often exceeds the MCL of 45 milligrams per liter. Since August of 2006, nitrate levels have varied from 24 to 106 mg/L. A well cycle test was completed on July 11, 2007, and the average result of this test showed nitrat | It appears our community water system must replace Well #4 because of the nitrates contamination. This was the recommendation of Mr. Abdel Shurbaji of the California Department of Public Health, Division of Drinking Water and Environmental Management. M | 58000 | 2008-01-01 | 19 | Tehachapi District | System 4 high nitrate levels - need for new well
2701800 | 002 | TULARCITOS MWC | F | 0 | C | 85 | The water system has had recurring positive tests indicating choliform in the water. The system is antiquated. The water company is in receipt of multiple MCL violation letters from the Monterey County Department of Environmental Health.In order to reme | Tularcitos Mutual Water Company (TMWC) is a 40 year old water delivery system that is endeavoring to stay in compliance with various government water regulatory agencies. The compliance problems are as a result of TMWC pipe leakage, reservoir leakage, an | 1000000 | 2010-01-01 | 5 | Monterey District | Tularcitos Mutual Water Company Upgrade
1502670 | 002 | FAIRVIEW WATER COMPANY, LLC | F | 0 | C | 100 | The drinking water problem that this project will address is Chemical contaminates (Nitrates & Perchlorates levels) in excess of the mg/Ls and/or trending towards being in excess of the mg/Ls, drawn from 3 well sources. The drinking water sources impacted | Fairview Water Company, LLC. Is seeking professional services to make water quality and operational capital improvements in an effort to provide reliable high quality water at competitive prices by providing project management, assessment, evaluation, des | 500000 | 2009-01-01 | 19 | Tehachapi District | Fairview Water Company Nitrate and Perchlorate Corrective Action
2700738 | 001 | SAN MIGUEL WS #01 | F | 0 | C | 100 | We have very high nitrate levels in both wells. Currently we are on a bottled water order from the Environmental Health Department. And we have been ordered to come into compliance to meet State standard MCL levels.Both of these wells are circa 1963 and 1 | We have two wells that supply 34 houses. These wells are in need of replacement with deeper wells. We have researched extensively, and have determined that we can get quality water at a deeper depth.We were ordered to come into compliance due to high nit | 100000 | 2010-01-01 | 5 | Monterey District | Well replacement and system upgrades
2701068 | 002 | IVERSON & JACKS APTS WS | F | 0 | C | 150 | Iverson & Jacks Apts Ws Problems: Continued contamination of Nitrates in water supply.Deemed unsafe for drinking and cooking testing at 74mg/Ll tested on7/1/07 State drinking water limit 45mg/L | I want to provide clean pure drinkable water for my 30 families. There are some 150 people, 90 of which are children. I supply affordable housing for these families. The average rent for family is $600.00.The adults are by large farm workers. Nitrate int | 109513 | 2007-01-01 | 5 | Monterey District | Iverson and Jacks Apts Water System (Nitrate Compliance)
4300943 | 001 | FARMERS LABOR EXCHANGE | F | 0 | C | 150 | Source exceeds nitrate MCL | New well, treatment, or connect with City | 150000 | 2007-01-01 | 17 | Santa Clara District | Nitrate compliance
2702007 | 002 | VIERRA ESTATES WS | F | 0 | C | 164 | Single well nitrate contamination.Existing tank corroded, no useful life left.No back-up power.Many bordering residences desire to join system. | New water storage tank (250,000 gallon).Emergency power generator.Nitrate treatment plant. | 900000 | 2009-01-01 | 5 | Monterey District | Vierra Estates nitrate compliance
4200870 | 001 | CASMALIA COMM. SERVICE DIST. | F | 0 | C | 234 | The existing 85,000 gallon water storage tank is over 25 years old, leaking, and extremely dilapidated with multiple large holes in the roof. It is presumed to be the contributing source of Total Coliform Bacteria standards failure in 2007. Recurring leak | The project will consist of complete replacement of the tank. A new concrete pad will be built next to the old tank so the existing tank can remain in service while the new one is being built. The new project will include replacement of metering and feed | 700000 | 2007-01-01 | 6 | Santa Barbara District | Storage Tank Replacement
2701515 | 001 | MOSS LANDING HARBOR WS | F | 0 | C | 402 | Single well nitrate contamination and seawater intrusion.Undersized asbestos cement waterlines. | New well (minimum 350 gpm).Water treatment plant.Replacement of waterlines (12,000 ft.). | 3500000 | 2009-01-01 | 5 | Monterey District | Moss Landing
1910075 | 018 | LOS ANGELES CO WW DIST 21-KAGEL CANYON | F | 0 | C | 998 | District 21 is a small community water system serving residents living in Kagel Canyon, in unincorporated area of Los Angeles County. The Districts water distribution system consists of approximately seven miles of old and undersized water mains, two pu | The District proposes to correct its water distribution system problems in two phases. In the first phase, the District proposes to abandon its three aging, substandard wells and drill new wells that will be compliant with the State standards and regulat | 3000000 | 2008-01-01 | 16 | Central District | Water Supply and Distribution System Improvements at District 21-Kagel Canyon
1910244 | 006 | GREEN VALLEY CWD | F | 0 | C | 1000 | The dwelling units within the Green Valley County Water District all use on site sewage treatment and disposal units (septic systems). As all the water wells in the valley are clustered in the lower valley area, the possibility exists that the well water | In the future, to install nitrate removal units on wells that begin to have nitrate in excess of the MCL. At the present time it does not appear feasible to construct a centralized community treatment unit so well head treatment units would be proposed | 400000 | 2009-01-01 | 15 | Metropolitan District | Nitrate Removal
0310021 | 003 | AMADOR COUNTY SERVICE AREA #3/UNIT 6 | F | 0 | C | 2386 | The North Shore Lake Camanche Ground Water System has had a history of issues with Ground Water Wells. This past year the Department of Health Services required the Agency to establish a new source for the service area prior to any additional connectio | The project proposes to construct a direct tie from the Wells 9 and 14 to the Storage Tank 9 which will provide the required Contact Time to meet Chlorine Disifection Bi-Product requirements prior to domestic service. | 315000 | 2007-09-01 | 10 | Stockton District | Camanche Water Quality Compliance - Disinfection Bi-Products Requirement Improvements
1510025 | 003 | STALLION SPRINGS CSD | F | 0 | C | 3000 | Stallion Springs CSD is a rural community located within the Cummins Valley Water basin that supplies its customers through local groundwater supply wells. Cummings Valley one (CV-1) the Districts largest producing well provides 90% of the source of suppl | The proposed project will consist of the following improvements together with the necessary, engineering, hydro-geology, CEQA processing, administration, land, right-of way and incidental items:1. A new water well with a target capacity of 500 to 600 gpm | 1874600 | 2009-01-01 | 19 | Tehachapi District | Nitrate/Perchlorate Contaminant New Source Blending Project (2008)
1910020 | 003 | EAST PASADENA WATER CO. | F | 0 | C | 9745 | As directed by the Department of Health, we must install a nitrate analyzer which will determine nitrate levels of well water, reservior water and blend water. The analyzer will send an alarm to our SCADA system to let operators know if nitrate levels are | As mentioned, the project is to install a Nitrate Analyzer with peripheral monitors. The analyzer will send a signal to on-call operators notifying them if the nitrate level should climb to a potentially harmful level. We currently have interconnections | 50000 | 2010-01-01 | 22 | Angeles District | Nitrate Analyzer to Detect Harmful Nitrate Levels
3310016 | 006 | HEMET, CITY OF | F | 0 | C | 20047 | The City of Hemet Water Department recently received DHS notification one of our 12 wells exceeds the current State Maximum Contaminant Level for nitrate of 45 mg/L. Recent samples taken at the well indicate a nitrate level of 65-75 mg/L. As a result, t | Purchase and installation of high-efficiency nitrate removal system to reduce nitrate levels to allow City of Hemet water distribution Well No. 3 to be returned to service. | 800000 | 2008-06-01 | 20 | Riverside District | City of Hemet Well Nitrate Removal System
5010017 | 003 | PATTERSON, CITY OF | F | 0 | C | 21229 | The Citys Well #4 has recently experienced spikes in Nitrate levels that have exceeded the MCL for this chemical.The Well continues to produce Nitrate levels equal to or above the MCL.The high level of nitrates has prevented the operation of the Well a | The project would include finding a suitable location for a replacement well. Funding would provide the development and construction of a New Well Facility to replace the loss in water production. The City must find an alternate water source to replace t | 1000000 | 2008-07-01 | 10 | Stockton District | Replace a Well high in Nitrates (Well #4)
3610038 | 002 | RIALTO-CITY | F | 0 | C | 48418 | 5 wells contaminated with perchlorate exceeding the AL/MCL | Install wellhead treatment systems for perchlorate removal | 5000000 | 2003-01-01 | 13 | San Bernardino District | Wellhead Treatment for Perchlorate
3610064 | 003 | EAST VALLEY WATER DISTRICT | F | 0 | C | 68000 | East Valley Water District (EVWD) currently has nine wells out of eleven in service that will exceed the future regulation of 6 ppb MCL for Perchlorate, and the detection level of 4 ppb. Three wells, plant 11, 12, and 28 draw water from the Bunker Hill Ba | The District purchased 4.6 acres of property on which it intents to construct Plant 150, a groundwater treatment, blending and distribution facility. Plant 150 will collect, treat and distribute groundwater from plant 11, 12, and 28, as well as from a fut | 500000 | 2008-01-01 | 13 | San Bernardino District | Plant 150 Perchlorate compliance [now planning]
3610037 | 001 | REDLANDS CITY MUD-WATER DIV | F | 0 | C | 80000 | Perchlorate above IAL for several primary sources of supply | Design/Study treatment possibilities | 2000000 | 1998-01-01 | 13 | San Bernardino District | Perchlorate compliance (1997)
3610041 | 023 | SAN GABRIEL VALLEY WC - FONTANA | F | 0 | C | 153647 | This project is intended to address treatment of groundwater sources with maximum contaminant level exceedances of nitrate and perchlorate. This treatment facility will treat groundwater from three sources, F25A, F35A, and F18A. The combined capacity fr | The proposed project will construct twelve (12) ion exchange vessels for nitrate and perchlorate treatment. The project includes grading, site work, and twelve ion exchange vessels on reinforced PCC foundation pads together with related piping and electri | 5000000 | 2009-01-01 | 13 | San Bernardino District | Plant F25 Perchlorate and Nitrate Treatment Facility
3610034 | 003 | ONTARIO, CITY OF | F | 0 | C | 172701 | The City of Ontario currently has six existing wells out-of-service. Four of the wells are out-of-service due to age and will be destroyed. Two of the wells are out-of-service due to water quality issues and are candidates for wellhead treatment. The six | The City of Ontario currently has six wells out-of-service. Four of the wells are out-of-service due to age and will be destroyed. Two of the wells are out-of-service due to water quality issues and are candidates for wellhead treatment. The six wells ou | 3000000 | 2008-01-01 | 13 | San Bernardino District | Design, Drilling, Construction, Testing, and Equipping of Well No. 42
1000207 | 001 | PERSHING HIGH SCHOOL | F | 0 | P | 56 | School is supplied water from only one well. If the well fails, a new well would be needed. | New well or interconnection to another system, if possible. | 200000 | 2009-01-01 | 23 | Fresno District | New well to augment single well (planning)
5401006 | 001 | UC DAVIS-SCHOOL OF VET. MED. | F | 0 | P | 80 | Since July 2005, the UC Davis School of Veterinary Medicine – Veterinary Medicine Teaching & Research Center (VMTRC) located in Tulare, CA, has been under a Bottled Water Exemption approved by Tulare County EHS (County mandated exemption provisions in let | In December 2006, engineering consultants for UC Davis Facilities submitted a proposal for a new well for the UC Davis School of Veterinary Medicine - VMTRC campus located in Tulare, CA in order to address our short-term potable water needs. The estimate | 1210000 | 2008-01-01 | 12 | Visalia District | UC Davis - Tulare Campus Public Drinking Water Contamination Project
5400994 | 001 | HOPE ELEMENTARY SCHOOL | F | 0 | P | 100 | System tested above allowable Nitrate levels. Test results were .67 mcl. | Hope School is a rural school locate 4 miles south Porterville. Ground wateris our only source of drinking water. There are no public systems near thefacilities.The project will consist of exploratory drilling and sampling of various siteswithin the | 85000 | 2008-01-01 | 12 | Visalia District | Well 2 Nitrate Remediation
5400919 | 001 | BUENA VISTA SCHOOL | F | 0 | P | 130 | Buena Vista Elementary School District is a one-school school district in rural Tulare County. Buena Vista maintains one domestic well that serves the students, staff and community members on campus. The District has had consistent nitrate MCL violati | This project will include the following: * hire a consultant to oversee project * drill test well -- water quality and access will be assessed prior to continuing with project. *drill new well with pump and water s | 900000 | 2008-03-01 | 12 | Visalia District | Buena Vista Drinking Water
5400795 | 001 | WAUKENA ELEMENTARY SCHOOL | F | 0 | P | 230 | The groundwater used as a source of drinking water for Waukena Elementary School exceeds the Maximum Contaminate Levels for Nitrate. The average Nitrate level from the last four quarterly tests is 65 ppm. A summary of test results is as follows: Septem | The project needed would first include the drilling of a test well in order to determine if a sufficient quantity of potable water could be found. Included in this stage would be the costs of any necessary permits, engineering reports, or other requireme | 1000000 | 2008-06-01 | 12 | Visalia District | Waukena Elementary School Safe Drinking Water Project Request
5400548 | 001 | AMERICAS BEST VALUE INN | F | 0 | N | 130 | This system has nitrates and contamantion (bactria) problems. We were able to solve bactria contamination problem, but we are not able to solve nitrates problem. Nitrates have constantly been exceeding the minimum level for past several years. We dont h | This system provides water for hotel and restaurant. Hotel provides free bottled water to guest, but when they see the Nitrates Water Warning sign they get akward feelings. Guest always shows concern (feeling) about the water to our employess. Many travel | 11700 | 2007-08-01 | 12 | Visalia District | Kings Inn New Water System
1500458 | 001 | R.S. MUTUAL WATER COMPANY | G | 45 | C | 25 | Our system well produces water exceeding the primary MCL of 20 pci/L for uranium and the new federal arsenic MCL of 10 ug/L. Nitrate is marginally below the MCL of 45 mg/L. Our distrbution system has 40 years old galvanized steel pipe which is also unde | As part of this project, we will consolidate with nearby CalWaters Kernville System. The project would consist of 50 of 6-inch pipe to connect with Cal Water, replacing 2000 of old galvanized pipe with new 6-inch water mains, and meters for each servi | 115000 | 2008-07-01 | 19 | Tehachapi District | Consolidation Project with CWS-Kernville System
1500458 | 002 | R.S. MUTUAL WATER COMPANY | G | 45 | C | 25 | The system distributes water exceeding the primary MCL of 20 pc/L for uranium and the new federal and state Arsenic MCL of 10 ug/L. Nitrate is marginallly below the MCL of 45 mg/L. Compliance orders have been issued.The existing distribution system is mor | The proposed project is to consolidate with CalWater-Kernville; Replace approximately 800 ft of 6-inch PVC distribution lines and install 2 master meters, 4 hydrants and 23 meters and services.The existing well will be abandoned. | 327800 | 2010-01-01 | 19 | Tehachapi District | Consolidation with CWS Kernville
1500436 | 002 | HUNGRY GULCH WATER SYSTEM | G | 45 | C | 30 | The system frequently runs short of water and needs to consolidate Hungry Gulch and Boulder Canyon. Both systems have arsenic exceedances and are currently using POU treatment, but they need funding to install a POE system. System has already administrati | The proposed project is to construct approximately 1000 feet of 4 inch schedule 80 PVC pipeline connecting the two systems with a booster pump, appropriate appurtenances, and replacement 10,000 gallon storage tank. Line would be along Hungry Gulch Rd and | 25000 | 2010-01-01 | 19 | Tehachapi District | Consolidation with Boulder Canyon
1500521 | 002 | BOULDER CANYON WATER ASSOCIATION | G | 45 | C | 30 | The system runs short of water frequently and needs to consolidate Hungry Gulch and Boulder Canyon. Both systems have arsenic exceedances and are currently using POU treatment, but they need funding to install a POE system. System has already administrati | The proposed project is to construct approximately 1000 feet of 4 inch schedule 80 PVC pipeline connecting the two systems with a booster pump, appropriate appurtenances, and replacement 10,000 gallon storage tank. Line would be along Hungry Gulch Rd and | 25000 | 2010-01-01 | 19 | Tehachapi District | Consolidation with Hungry Gulch
1500364 | 001 | KRVWC - KERNVALE MUTUAL WATER CO | G | 45 | C | 50 | Arsenic in the system well is above EPA's revised MCL of 10 ug/L. Also uranium is above the state MCL of 20 pCi/L. | Connect to Erskine Creek Water Company and consolidation | 400000 | 2007-01-01 | 19 | Tehachapi District | arsenic and uranium contamination - annex to Erskine Creek Water Co.
1000053 | 004 | LANARE COMMUNITY SERVICES DIST | G | 45 | C | 400 | Water quality produced by 2 wells in Lanare exceed arsenic MCL. Treatment Plant operation is not affordable to the community. Treatment Plant is not being used. | The Proposed Project would intertie with the Riverdale Water System. There would be approximately three (3) miles of 8" or 10"main line required to connect the Lanare system to the Riverdale system. The Lanare Community could either pay for water provid | 1500000 | 2010-01-01 | 23 | Fresno District | Lanare Main Line Intertie to Riverdale Water System Project
1500588 | 001 | SON SHINE PROPERTIES | G | 45 | C | 400 | Our standby Well 01 has nitrate above 45 mg/L MCL and also DBCP above the MCL of 0.2 ug/L. Our main well (Well 02) has also DBCP present below the MCL. | As part of this project, we will either develop an intertie with the Arvin CSD (about 3 miles away from us) or provide treatment. | 1500000 | 2008-08-01 | 19 | Tehachapi District | Consolidation with Arvin CSD or Treatment for Nitrate and DBCP
5410033 | 004 | PRATT MUTUAL WATER CO | G | 45 | C | 1500 | The Pratt Mutual Water Company provides domestic water to the unincorporated Tulare County community of Matheny Tract located south of the City of Tulare. The water system serves approximately 300 residences. The system is supplied by three water wells. | The proposed project would provide an intertie with the City of Tulare. There would be a likelihood of multiple connection points and a looping of the system to provide adequate flow and pressure to the customers in Matheny Tract. Potentially another we | 5000000 | 2008-01-01 | 12 | Visalia District | Pratt Mutual Water Company Safe Drinking Water Project
2210001 | 006 | MARIPOSA PUBLIC UTILITY DIST | G | 45 | C | 2000 | The Mariposa County Public Works (PW) facilities are located within the Mariposa PUD LAFCO Sphere of influence. The water supply for the PW facility has been provided by an on-site well, CDPH system # 2210937. For more than three years the water supply we | Mariposa County and MPUD propose to extend the public water main from the existing water distribution system in the town of Mariposa to the PW facility. This will include the installation of approx. 10,00 feet of 8" water main with appertanances and a pre | 1100000 | 2010-01-01 | 11 | Merced District | Main Extension for consolidation to correct MTBE Contamination (2009)
1503368 | 001 | SOUTH FORK MIDDLE SCHOOL | G | 45 | P | 204 | Uranium above the MCL in the system well. | Drill new well to correct problem or connect to nearest PWS with acceptable water quality | 800000 | 2006-01-01 | 19 | Tehachapi District | uranium; consolidate or new well
1502244 | 002 | SEMI TROPIC SCHOOL WATER SYSTEM | G | 45 | P | 320 | Source exceeds MCLs for antimony and for arsenic. | Consolidate with neighboring water system. | 250000 | 2007-01-01 | 19 | Tehachapi District | Consolidation - High antimony and arsenic
1600048 | 001 | KETTLEMAN CITY ELEMENTARY | G | 45 | P | 350 | Kettleman City Elementary School has exceeded the arsenic MCL of 0.010 mg/L or 10 µg/L. As of the third quarter of 2008, the running annual average for arsenic in the school's well is 22.8 µg/L. Kettleman City Elementary School failed to comply with th | It is the school's intention to connect to the Kettleman City Services District water system. The project will consist of a lateral, backflow prevention, and associated piping. The school wishes to maintain the current onsite well for irrigation of land | 5000000 | 2009-01-01 | 12 | Visalia District | Kettleman City Elementary Water System Consolidation with KCCSD
0400058 | 001 | RANCHO VILLA MOBILE ACRES | G | 40 | C | 32 | Rancho Villa Mobile Acres current level of Arsenic is 10.75 thus exceeds MCL. | The system will consolidate with the City of Gridley | 300000 | 2010-01-01 | 21 | Valley District | Rancho Villa Mobile Acres- Preapp
1502724 | 002 | QUAIL VALLEY WATER DIST-EASTSIDE SYSTEM | G | 40 | C | 50 | The current state of the of the four community water system is such that it poses a threat to the health of the residents.The wells in the system exceed the MCL for different inorganic chemicals in Title 22 Division 4 Chapter 15 of the California Code of | The Project will consist of consolidation of four water authorities along with need infrastructure improvements. The project also entails establishing treatment for arsenic, iron, manganese and fluoride. The consolidation will consist of*The installati | 468010 | 2010-01-01 | 19 | Tehachapi District | Quail Valley, Pinon Hills, Mt Side East Consolidation for Arsenic Reduction
5201137 | 001 | MILLSTREAM MOBILE HOME PARK | G | 40 | C | 53 | The water system consolidation | Water Line extension to adjacent public water system | 150000 | 2010-01-01 | 21 | Valley District | Water line extension and connection to public system.
5200550 | 002 | ORCHARD MOBILE HOME PARK | G | 40 | C | 56 | Orchard Mobile Home Park is a senior park located in rural Tehama County. The park was established in 1974 under the current ownership. There are a total of 43 mobile home spaces of which 35 are occupied by seniors 55 years of age and older. The water | Los Molinos CSD is currently seeking funding for construction of a water well that is to be completed in a zone where arsenic is below the MCL for that contaminant. The management of Los Molinos is open to the idea of consolidating not only the Orchard M | 340000 | 2010-01-01 | 21 | Valley District | Consolidation with Los Molinos CSD
1500540 | 007 | PINON HILL WATER COMPANY | G | 40 | C | 75 | The current state of the of the four community water system is such that it poses a threat to the health of the residents.The wells in the system exceed the MCL for different inorganic chemicals in Title 22 Division 4 Chapter 15 of the California Code of | The Project will consist of consolidation of four water authorities along with need infrastructure improvements. The project also entails establishing treatment for arsenic, iron, manganese and fluoride. The consolidation will consist of*The installati | 520810 | 2010-01-01 | 19 | Tehachapi District | Quail Valley, Pinon Hills, Mt. Side East Consolidation for Arsenic Reduction
1300616 | 004 | PALO VERDE COUNTY WATER DIST. | G | 40 | C | 410 | There are two mobile home parks approximately 2.5 miles southwest of the termination point of the existing water pipeline that belong to Palo Verde County Water District (PVCWD) - Two Palms and Coco Palm Mobile Home Parks. These parks do not have any wate | The project will tie two existing RV Parks into the PVCWD water system. The project will include approximately 2.5 miles of 8-inch C-900 PVC water pipeline from the southernmost termination of the existing PVCWD system. The pipeline will include required | 2000000 | 2010-01-01 | 14 | San Diego District | Potable Water Pipeline- consolidate MHPs
5210003 | 001 | LOS MOLINOS COMM. SERVICES DIST. | G | 40 | C | 1500 | The California Department of Public Health has issued a Notice of Non-Compliance for the Districts Well #4 because it exceeds the MCL for Arsenic. Well #4 was drilled in 1996. The District is currently required to mailing a quarterly notification for | District staff, with the assistance of Calif. Rural Water Association and the District's Engineer, performed a prliminary review of the alternatives for achieving compliance with the arsenic MCL requirement of the finished water from Well #4. LMCSD has c | 706600 | 2010-01-01 | 21 | Valley District | Arsenic Compliance and Consoidation Project
1510018 | 008 | ROSAMOND CSD | G | 40 | C | 10633 | Arsenic et al | Consolidation | 500000 | 2010-01-01 | 19 | Tehachapi District | Planning Project - Rosamond consolidation of small water systems
5110002 | 016 | CITY OF YUBA CITY | G | 40 | C | 51504 | Several community ground water systems within the City's Sphere of influence are experiencing deteriorating water quality and are failing to meet regulatory requirements for arsenic, nitrates, iron, and manganese. The City's surface water system meets all | Consolidate several small community groundwater systems to City's public surface water system in order to comply with current regulations. | 1250000 | 2010-01-01 | 21 | Valley District | Consolidate Small Community Water Systems with Surface Water System
5110002 | 040 | CITY OF YUBA CITY | G | 40 | C | 51504 | The Grace Baptist Church is experiencing deteriorating ground water quality and failure to meet regulatory requirements for arsenic and/or nitrates, iron and manganese is imminent. The system is located in the south western section of Yuba City and lies | The requested funds would enable the City to purchase and install 1100 feet of 10-inch pipe, fittings and meter. The church serves a large number of residents each week and is concerned about the quality of the drinking water. | 161700 | 2010-01-01 | 21 | Valley District | S. Walton Road Grace Baptist Church Water System-consolidation to Yuba City
1502244 | 003 | SEMI TROPIC SCHOOL WATER SYSTEM | G | 40 | P | 320 | The water supply well has an arsenic level of 15-30 ppb which is not in compliance with the Federal and State drinking water standards. The sole source school water well also exceeds the maximum contaminant level (MCL) for iron and antimony. The Semitropi | The selected project alternative is consolidation with and water service by the LHCSD. The project will provide adequate water for the school’s potable and fire protection needs, while the landscape irrigation will continue to be from the existing well.Th | 750000 | 2010-01-01 | 19 | Tehachapi District | Semitropic School consolidation with Lost Hills CSD
1600010 | 001 | LACEY COURTS MHP | G | 35 | C | 66 | Arsenic exceeds Federal MCL of 10 ppb | Interconnection to the City of Hanford | 250000 | 2007-01-01 | 12 | Visalia District | Inconnection to the City of Hanford
2000526 | 001 | PIKE RANCH MUTUAL WATER CO | G | 35 | C | 75 | WELL WATER CONTAINS GROSS ALPHA THAT EXCEEDS THE MCL. SUBSURFACE STORAGE TANK IS INADEQUATELY SEALED, AND THE WATER LINES ARE DETERIORATED. | DRILL NEW WELLS OR CONNECT TO A NEARBY WATER SYSTEM, INSTALL A NEW STORAGE TANK AND DISTRIBUTION LINES. | 450000 | 1998-01-01 | 11 | Merced District
1600504 | 001 | HAMBLIN MUTUAL WATER CO | G | 35 | C | 80 | Arsenic above the Federal MCL of 10 ppb | Interconnect to the City of Hanford | 500000 | 2007-01-01 | 12 | Visalia District | Interconnection to the City of Hanford
1500485 | 001 | ANTELOPE VALLEY MOBILE ESTATES | G | 35 | C | 84 | Antelope Valley Mobile Estates' main well has arsenic above the new EPA MCL of 10 ug/L. Plus, with only one well as a source of water supply, this public water system is deemed to have unreliable source capacity. | As part of the project, Antelope Valley Mobile Estates water system will consolidate with Rosamond CSD. Main components of the project would be a pipeline labout 1 mile long to connect to Rosamond CSD, valving, backflow prevention assembly and a master me | 600000 | 2009-01-01 | 19 | Tehachapi District | Antelope Valley Mobile Estates-Consolidation Project with Rosamond CSD to Correct Arsenic Problem
5000085 | 001 | GREEN RUN MOBILE ESTATES | G | 35 | C | 100 | The water system problem involves high levels of arsenic in both on-site service wells. The water system serves water to residents of a 44 site mobilehome park. All residents are on notice of the on-going presence of arsenic. The scope of the project i | The scope of the project will include connection to a proposed water system expansion for the City of Keyes and elimination of the on-site private water wells for consumption purposes. | 200000 | 2010-01-01 | 10 | Stockton District | Connection to City of Keyes water system for Arsenic compliance
1600031 | 001 | LEMOORE MOBILE HOME PARK | G | 35 | C | 180 | Received NOTICE OF VIOLATION from County of Kings Department of Public Health - Environmental Health Sevices on August 1, 2008 from Raymond Cooke. Failure of Gross Alpha Maximum Contaminant Level (MCL) for the well serving Lemoore Mobile Home Park. The | Consolidate failing system with City of Lemoore.Extend city line to project propertyNew distribution systemMaster meter and individual meters for 59 mobile home unit sitesDestruction of abandoned wellsCity required impact fees or improvementsTherefore imp | 750000 | 2009-01-01 | 12 | Visalia District | Lemoore Mobile Home Park Water Distribution System Consolidation to the City of Lemoore
1600031 | 003 | LEMOORE MOBILE HOME PARK | G | 35 | C | 180 | Received NOTICE OF VIOLATION from County of Kings Department of Public Health - Environmental Health Sevices on August 1, 2008 from Raymond Cooke. Failure of Gross Alpha Maximum Contaminant Level (MCL) for the well serving Lemoore Mobile Home Park. The | Consolidate failing system with City of Lemoore.Extend city line to project propertyNew distribution systemMaster meter and individual meters for 82 connectionaDestruction of abandoned wellsCity required impact fees or improvementsTherefore improving wate | 700000 | 2010-01-01 | 12 | Visalia District | Water system consolidation to city
1500424 | 003 | LANDS OF PROMISE MUTUAL WATER ASSOCIATIO | G | 35 | C | 190 | The Lands of Promise water system is a rural water system supplied by six small wells. The community is located about 3 miles west of Rosamond in southern Kern County. All six of the community wells exceed the Arsenic Maximum Contaminant Level of 10 ppb. | To consolidate with the Roasamond CSD water system the Mutual will have to annex to the District, build a +/- 1.5 mile water supply transmission line from the RCSD to the Lands of Promise community, replace about 8,000 feet of leaky 2 inch metal distribit | 2000000 | 2008-03-01 | 19 | Tehachapi District | Lands of Promise Consolidation with Rosamond CSD Water System
4900798 | 001 | MOUNTAIN VIEW MOBILE ESTATES, LLC | G | 35 | C | 200 | Well number 1 produces water that exceeds the TCE maximum contaminant level and has detectible amounts of CIS-1,2-Dichloroethylene. Well number 2 exceeds the mcl for 1,1-Dichloroethylene. | The project will involve consolidation / intertie with the City of Santa Rosa. The City has segments of its water distribution system in close proximity to Mountain View Mobile Estates. | 300000 | 2009-01-01 | 18 | Sonoma District | Consolidation with the City of Santa Rosa
2400108 | 001 | MCHA LOS BANOS CENTER | G | 35 | C | 270 | The Los Banos Migrant Center has an existing well that has high levels of uranium, arsenic, iron and manganese which exceed the MCLs. Other wells have been drilled in this area by the City of Los Banos but acceptable water could not be found. | The Housing Authority has contacted the City of Los Banos for a water service connection to the Migrant Center and the City has agreed to provide service. The project will include installing water distribution system improvements and a storage tank. | 1200000 | 2007-10-01 | 11 | Merced District | Los Banos Migrant Center Water Supply Replacement
1600004 | 001 | FOUR SEASONS MOBILE HOME PARK | G | 35 | C | 350 | ARSENIC > MCL. NO BACK-UP SYSTEM. INADEQUATE PRESSURE FIRE CONTROL. | CONSOLIDATE WITH THE CITY OF HANFORD | 220800 | 1998-01-01 | 12 | Visalia District
1510029 | 003 | VAUGHN WC INC F | G | 35 | C | 28100 | Nitrate and/or arsenic in wells of adjacent water systems | Consolidate with Vaughn WC;; Planning Project | 500000 | 2010-01-01 | 12 | Visalia District | Regional Consolidation Project-planning phase
1610003 | 004 | HANFORD, CITY OF | G | 35 | C | 53320 | The City of Hanford is currently under an Administrative Order (Docket #PWS-AO-2006-028) under the authority of the United States Environmental Protection Agency (EPA) to comply with the Safe Drinking Water Acts Maximum Contaminent Level (MCL) for Arseni | In order to facilitate the consolidation of the three privately owned water systems by connecting to the City of Hanford water system, the following water supply and distribution system improvements will be needed:A.) Water Supply - Construction of a ne | 1920000 | 2008-10-01 | 12 | Visalia District | Arsenic Remediation - New Water Well and Distribution Main Extensions
1500442 | 001 | DUNES APARTMENTS WATER SYSTEM | G | 30 | C | 37 | Arsenic in source water about 40 ug/L. | Consolidate with North Edwards WD. | 300000 | 2007-01-01 | 19 | Tehachapi District | Consolidation with North Edwards WD
1502383 | 001 | NORD ROAD WATER ASSOCIATION | G | 30 | C | 39 | Arsenic above the new EPA MCL | Consolidation with the Vaughn water company | 1000000 | 2008-08-01 | 19 | Tehachapi District | Consildation with Vaughn water company
1502569 | 001 | FIRST MUTUAL WATER SYSTEM | G | 30 | C | 40 | Arsenic in source is above MCL. | Consolidate with Rosamond CSD. | 600350 | 2007-01-01 | 19 | Tehachapi District | Consolidation for high arsenic
1502232 | 001 | ROSAMOND MOBILEHOME PARK | G | 30 | C | 50 | The exisiting well system supplies 79 mobile home/RV spaces. Recently the pump failed and was replaced at a cost of approximately $8000. It took several days to locate and repair the system and tenants were compelled to use bottled water supplied by par | Contract with local water district to supply water to site location which is approximately 250 yards from main source. Engage local contractor to connect sytem and install individual sub meters. Upgrade underground water distribution system as needed. U | 250000 | 2008-01-01 | 19 | Tehachapi District | Rosamond MHP- Rosamond
1500571 | 001 | LUCKY 18 ON ROSAMOND, LLC | G | 30 | C | 58 | Kern Mobile Estates has one active well and one standby well. Both wells produce water having arsenic at levels exceeding MCL. | Rosamond CSD is a large water system that has a water main running in front of the Kern Mobile Estates. Kern Mobile Estates will connect to Rosamond CSD through a master meter. | 600000 | 2009-01-01 | 19 | Tehachapi District | Kern Mobile Estates-Consolidation with Rosamond CSD to Solve High Arsenic Problem
1500461 | 001 | FOUNTAIN TRAILER PARK WATER | G | 30 | C | 68 | Arsenic above MCL | Connection to North Edwards Water District (System no. 1510052) | 181425 | 2000-01-01 | 19 | Tehachapi District
1500426 | 001 | ROSE VILLA APARTMENTS | G | 30 | C | 100 | Water system has only one source. The sole source source is a well that produces water with arsenic in excess of the MCL. | Construct a 1000-foot 4 pipeline to connect water system to Rosamond CSD. Install a 2 master meter for apartment complex. Install two fire hydrants. Connect apartment complex to Rosamond CSD sewer main (requirement for water service). | 590500 | 2007-11-01 | 19 | Tehachapi District | Tie-in to Rosamond CSD due to Arsenic in Water Supply
1500585 | 005 | OASIS PROPERTY OWNERS ASSOCIATION | G | 30 | C | 100 | Standby well has high nitrate and arsenic in excess of MCL. Main well is not reliable. No other sources of water available. | Consolidate with neighboring large water system. Run pipeline approximately 6000 feet. Replace distribution system piping, meters, and appurtenances to meet standards of East Niles CSD. | 1500000 | 2007-12-01 | 19 | Tehachapi District | Consolidation with East Niles CSD
3000662 | 001 | CATALINA STREET PUMP OWNERS | G | 30 | C | 150 | System is small operation in the Orange County Groundwater basin and surrounded by the Santa Ana Water system. System has no certified operator and exceeds the MCL for Uranium and has received noncompliance citations for both. | Project will include a permanent connection to the Santa Ana Water system to include new distribution lines and meters along existing street easements to individual users. Costs will include fees paid to the receiving system. | 250000 | 2009-01-01 | 8 | Santa Ana District | Catalina Street Pump Owners Consolidation Project
5100109 | 002 | WILDWOOD MUTUAL WATER COMPANY | G | 30 | C | 255 | Community water system currently exceeds arsenic MCL and has been issued a California Department of Public Health compliance order. Back up well currently exceeds regulatory limits for both nitrates and arsenic. The City of Yuba City has agreed to add t | Consolidate community drinking water system with near by City of Yuba City public water system to meet drinking water regulatory compliance. | 2125000 | 2010-01-01 | 21 | Valley District | Consolidation for arsenic and nitrate compliance
5101009 | 001 | WILDWOOD EAST MUTUAL | G | 30 | C | 350 | High Priority - Water system is on the brink of exceeding allowable arsenic limits in drinking water. Nitrate levels in existing wells are increasing and could cause system to be out of GW regulatory compliance. | Copnsolidate community drinking water system with near by City of Yuba City public water system to meet drinking water quality regulatory compliance. | 1550000 | 2010-01-01 | 21 | Valley District | Water System Consolidation
1510052 | 002 | NORTH EDWARDS WD | G | 30 | C | 597 | Interconnect Fountain Trailer Park to District to solve arsenic problem exceeding MCL. | Lay approx. one mile of 8" PVC main and construct storage tank. | 250000 | 2000-01-01 | 19 | Tehachapi District
1510052 | 006 | NORTH EDWARDS WD | G | 30 | C | 597 | North Edwards Water District "NEWD" (Public), Dunes Apartments and Fountain trailer park (Both private) exceed the EPA MCL of 10ppb for arsenic. Currently NEWD arsenic levels are 32 and 36ppb from our two wells. We are required to notify the public tha | Our water system project will include the installation of an arsenic treatment plant, new water lines to the dunes apartments and fountain trailer park (about 1mile). The installation of additional water storage capacity for the additional services will | 5836000 | 2010-01-01 | 19 | Tehachapi District | NEWD, Trailer Park & Dunes Water System Consolidation and Arsenic Reduction
2710020 | 004 | PAJARO COMMUNITY SERVICES DISTRICT | G | 30 | C | 6500 | Pajaro/Sunny Mesa Community Services District's (PSMCSD) proposed single regional project to resolve chronic and acute water quality contamination (arsenic and nitrate) will comprehensively resolve a major public health threat and directly benefit thousan | PSMCSD has been awarded title to the Langley/Valle Pacifico Water System that is in the center of the Granite Ridge area by the United States District Court. PSMCSD has been operating the Langley/Valle Pacifico system since February of 2004 and was award | 32000000 | 2010-01-01 | 5 | Monterey District | Pajaro/Sunny Mesa Community Services District (PSMCSD)-Granite Ridge Regional Water Supply & Arsenic
1510018 | 006 | ROSAMOND CSD | G | 30 | C | 10633 | Northwest Rosamond Consolid: Fisher Memorial - small single production well with high arsenic; Lands of Promise sources also impacted by arsenic | Lands of Promise to be connected with 3.2 miles of 12 PVC and DIP pipe from existing Rosamond pipeline on Sweetser Road; then 5.3 miles of 12 inch pipeline from Tropico-Mojave Road to Fisher Memorial | 5300000 | 2008-01-01 | 19 | Tehachapi District | Northwest Rosamond Area Improvements
1510018 | 007 | ROSAMOND CSD | G | 30 | C | 10633 | Longview, Rose Villa, AV Mobile Estates, Rosamond Mobile Home Park, & First Mutual all have single source wells with Arsenic > 10ppb. Rosamond Mobil Home Park has Uranium that esceeds 20 pCi/L from a single source well. All are located within the genera | New piping, from 8 to 12 PVC will be installed to and within each system connection from the nearest RCSD piping location. Pressure regulators with flow control valves and monitors will be installed allowing connection to RCSDs SCADA system. Connecti | 3500000 | 2008-01-01 | 19 | Tehachapi District | Rosamond West-East Area Connections
5010028 | 006 | CERES, CITY OF | G | 30 | C | 40943 | Several small communities within the south east side of the city of Ceres are currently utilizing unbsafe well water for private household consumption, and it is the hope that these communities can be connected to the main city system through a water main | The construction of a water main line to ecxtend the current city service from Crow's landing Road and Hatch Avenue to Foy Avenue and West Monte Vista Road with resultant consolidation of distributed unconnected communities along this route is the primary | 10000000 | 2009-01-01 | 10 | Stockton District | City of Ceres Water System Consolidation Project (previously 002)
5110002 | 039 | CITY OF YUBA CITY | G | 30 | C | 51504 | Four small community water systems, with a combined 19 connections are experiencing deteriorating water quality and are failing to meet regulatory requirements for arsenic, nitrates, iron and manganese. These systems are located within the City of Yuba C | The requested funds would enable the City to extend its existing distribution system to connect these 19 homes and businesses to the City's safe surface water system. The project would include engineering costs, the procurement and installation of the ne | 506500 | 2010-01-01 | 21 | Valley District | Terra Buena Area Small Water Systems Conversion
5110002 | 041 | CITY OF YUBA CITY | G | 30 | C | 51504 | Five small community water systems, with a combined 228 connections, are experiencing deteriorating water quality and are failing to meet regulatory requirements for arsenic, nitrates, iron and manganese. The El Margarita Estates water system, with 50 con | The requested funds would enable the City to extend its existing distribution system to connect these 228 homes and businesses to the City's safe surface water system. The project would include Engineering costs, the procurement and installation of the n | 2739000 | 2010-01-01 | 21 | Valley District | Wildwood/Marguerite Water Systems
1502154 | 002 | LAKESIDE SCHOOL | G | 30 | P | 800 | The water system distributes drinking water that exceeds the Federal MCL for Arsenic contamination. The contaminant levels also exceed the State Title 22 primary drinking water standards for Arsenic MCL. | The selected project alternative is consolidation with and water service by the City of Bakersfield. Construction will consist of approximately 4 miles of 16 inch pipeline. The existing well will be isolated from the potable system and used exclusively | 4875000 | 2010-01-01 | 19 | Tehachapi District | Lakeside School consolidation with Bakersfield
1502231 | 001 | ROSAMOND SCHOOL WATER SYSTEM | G | 30 | P | 1600 | Source water marginally in compliance with the new EPA arsenic MCL. | Develop intertie with Rosamond CSD. | 950000 | 2007-01-01 | 19 | Tehachapi District | Consolidation for possible arsenic problem
1500436 | 001 | HUNGRY GULCH WATER SYSTEM | G | 25 | C | 30 | Arsenic level in the systems wells exceed the current MCL | All groundwater wells will be pumped into a storage tank and then filtered to remove arsenic . | 150000 | 2006-01-01 | 19 | Tehachapi District
1500449 | 002 | FOURTH STREET WATER SYSTEM | G | 25 | C | 35 | Arsenic in source exceeds MCL. | Install arsenic treatment faciliuty. | 100000 | 2007-01-01 | 19 | Tehachapi District | Arsenic Treatment System
1500449 | 004 | FOURTH STREET WATER SYSTEM | G | 25 | C | 35 | The water supply wells have an arsenic level of 12-20 µg/L which is not in compliance with the new drinking water standards. Only Well No. 2 and the storage tank are currently in use.Well No. 1 production has declined in this dry period until it is now of | The selected alternative is to drill an additional well to provide an adequate quantity of water to meet dry cycles and to locate the well in an area that will produce water meeting the arsenic MCL. With primary use of a new well meeting the arsenic MCL a | 250000 | 2010-01-01 | 19 | Tehachapi District | New water source
1500405 | 001 | AERIAL ACRES WATER SYSTEM | G | 25 | C | 114 | The system will not meet the new 10 ug/L federal arsenic standard. | Provide treatment to meet the new federal arsenic standard. | 300000 | 2005-01-01 | 19 | Tehachapi District
1500525 | 001 | LAKEVIEW RANCHOS MUTUAL WATER | G | 25 | C | 120 | As a result of Prop 84 our water quality no longer complies to newly enforced standards with regard to arsenic content. | The project includes the instalation of monitoring and treatment equipment and the construction of an additional pipe distribution system to existing storeage tanks. | 400000 | 2007-01-01 | 19 | Tehachapi District | Lakeview Ranchos First App
4900786 | 001 | RANCHO SANTA ROSA MHP | G | 25 | C | 175 | The arsenic concentration of the finished water exceeds the Federal Maximum Contaminant Level. Consequently, the system is in non-compliance for the primary arsenic standard. The system serves 82 residential connections and no commercial connections. T | The project will result in abandoning the current ground water source in favor of connecting to the City of Santa Rosa water distribution system. This will require construction of approximately 5,000 feet of 6-inch water line to connect the Rancho Santa | 775000 | 2008-07-01 | 18 | Sonoma District | RSR Well
1500393 | 001 | RAINBIRD VALLEY MUTUAL WATER COMPANY | G | 25 | C | 188 | Uranium exceeds MCL in Well 2, lack of back-up source. | Add one more well or upgrade back-up well (later been our priority). Other - Design/Construction | 150000 | 1998-01-01 | 19 | Tehachapi District | Uranium compliance
2000502 | 001 | BASS LAKE HEIGHTS MUTUAL WATER | G | 25 | C | 250 | Arsenic level removal to safe water standards, determined by the Federal, State, and County Government. Installation of Arsenic Filtration System when required to do so, due to unsafe levels of Arsenic which take us out of compliance with the Federal Gov | Arsenic removal | 150000 | 2009-01-01 | 11 | Merced District | Arsenic Removal
3301380 | 001 | Saint Anthony Trailer Park | G | 25 | C | 250 | Violation of arsenic level standards-filtration device is needed to treat water and provide ongoing monorting.50 MCL was the arsenic maximum, St Anthony tested at 20 MCL, the new level is 10 MCL. We have exceeded the maximum arsenic levels by 10 MCL. | We will need treatment equipment and monitoring equipment will possible contruction of new distribution system to aid treatment equipment. | 60000 | 2007-01-01 | 20 | Riverside District | St Anthony Arsenic Compliance (treatment or consolidation w CVWD)(2007)
3610017 | 004 | HAVASU WC | G | 25 | C | 350 | Since December 28, 2006 HWC has been in viotation of TTHMs. Have received Violation Notices. Cusomers are sent a notice every quarter warning them that some people who drink water containing TTHMs more than the MCL over many years may experience l | 1. A GAC system placed in front of th existing five filters and prechlorination point. This will eliminate TOCs that lead to high TTHM formation with chlorination. Monitoring equipment, new plumbing and electric. 2. To be in comliance with the LT1 | 400000 | 2010-01-01 | 13 | San Bernardino District | TTHM MCL compliance
5400544 | 001 | ALLENSWORTH C S D | G | 25 | C | 400 | POSITIVE BACT TESTS, LACK OF WATER SOURCE RESULTING IN OUTAGES. | REPLACE WATER DISTRIBUTION SYSTEM, DRILL SECOND WATER WELL | 115000 | 1998-01-01 | 12 | Visalia District | Additional source and storage-distribution (1997)
1500290 | 005 | EDGEMONT ACRES MUTUAL WATER COMPANY | G | 25 | C | 600 | Standby source unable to meet New EPA Arsenic and Uranium Standard of 10 ug/L | Install treatment to meet arsenic standard | 910000 | 2004-01-01 | 19 | Tehachapi District | Compliance with Arsenic and Uranium Standards
5400824 | 001 | SULTANA C S D | G | 25 | C | 650 | The Sultana Community Services District serves the small Tulare County community of Sultana with drinking water. The District currently has two operable water wells. One of these wells, Well #2, exceeds the Maximum Contaminant Level (MCL) for DBCP. The | The proposed project is to acquire land, drill a test well and then drill a production well with storage facilities that would be tied into the communitys water system. | 1000000 | 2008-06-01 | 12 | Visalia District | Sultana CSD Safe Drinking Water Project
3600114 | 003 | CSA 70 W-3 (Hacienda) | G | 25 | C | 695 | Well does not meet primary standards for gross alpha | Construct treatment system | 300000 | 2000-01-01 | 13 | San Bernardino District | Gross Alpha Compliance
5410050 | 002 | ALPAUGH JOINT POWERS AUTHORITY | G | 25 | C | 1091 | The Alpaugh Joint Powers Authority is supplied with water from 2 groundwater wells. The primary well is AJPA Well #1 which has arsenic concentrations in the range of 18 ppb. The secondary well is Alpaugh Irrigation District Well #10 which has arsenic co | The proposed arsenic treatment project is planned to treat water from both both AID Well #10 and AJPA Well #1 at the site of AJPA well #1 where storage facilities are available. The proposed method of treatment is coagulation filtration. | 1368000 | 2008-06-01 | 12 | Visalia District | Alpaugh JPA Arsenic Treatment Project
4710007 | 003 | CITY OF MONTAGUE | G | 25 | C | 1495 | The purpose of the project is to reliably meet current and future turbidity and giardia/cryptosporidium regulations dealing with Montague's surface water supply.The City of Montague Water Treatment Plant includes two pressure filters that are nearly 35 ye | The City of Montague recently undertook an enginneering study to determine the best options for dealing with the problems outlined in the previous section. The following reflect recommendations outlined in that study.The existing pressure filters should | 2000000 | 2010-01-01 | 1 | Klamath District | Filter and UV disinfection upgrade
1010028 | 002 | RIVERDALE PUBLIC UTILITY DISTRICT | G | 25 | C | 2416 | PUD's existing three wells exceed revised (10 ug/L) Arsenic standard. | Plan, design and construct media filtration systems at each well. | 500000 | 2005-01-01 | 23 | Fresno District | Achieve compliance with Arsenic Standard (2010 planning project)
1010028 | 003 | RIVERDALE PUBLIC UTILITY DISTRICT | G | 25 | C | 2416 | System sources exceed revised arsenic standard | Compliance with arsenic standard | 5300000 | 2010-01-01 | 23 | Fresno District | Arsenic Compliance (2010 Construction)
5410009 | 002 | PIXLEY PUBLIC UTIL DIST | G | 25 | C | 2793 | Pixley Public Utility District (District) provides water service to the residents of Pixley. The system is supported by four wells, three of which exceed the arsenic standars | Proposed solution to the drinking water quality problems faced by all of Pixleys water sources is to drill two to three wells and build storage facilities. Prior to drilling of these wells, it is recommended that test wells be drilled | 5000000 | 2007-01-01 | 12 | Visalia District | Arsenic Compliance- Combined Project
2010007 | 008 | HILLVIEW WC-OAKHURST/SIERRA LAKES | G | 25 | C | 3006 | Treatment for Uranium: On September 8, 1997, the Department of Health Services (DHS) issued Hillview Compliance Order No. 03-11-970-002 for failure to comply with the Uranium Maximum Contaminant Level and failure to insure that customers are provided with | The Oakhurst/Hillview Water system is currently under a compliance order for Uranium & Arsenic for the water produced in this area. A project bringing on 6-700 gallons per minute of new source out of five new wells, including the raw water line to the cur | 5482300 | 2010-01-01 | 11 | Merced District | Uranium-Arsenic Compliance
5410024 | 001 | RICHGROVE COMMUNITY SERVICES DISTRICT | G | 25 | C | 3330 | WELL 4 EXCEEDS DBCP MCL | EITHER DRILL NEW WELL OR INSTALL TREATMENT. OTHER - STUDY, DESIGN AND CONSTRUCTION | 2500000 | 1998-01-01 | 12 | Visalia District | Compliance with DBCP
1310007 | 002 | HEBER PUBLIC UTILITY DISTRICT | G | 25 | C | 3508 | Phase III Water Treatment Plant up-grade from 2MGD to 6MGD.Problems:-The Potable water exceeded the MCLs of the TTHMs. for 1st, 2nd 3rd Qtrs of 2005-The Water demand exceeded the water treatment plant capacity.-The raw water ponds don't meet the 6 days r | The water treatment plant expansion consists of the construction of a new Flash Mix Basin - Which will greatly reduce TTHMs problems.Demolition of the existing and construction of a new raw water pump station to meet the actual capacity and be sufficien | 6150000 | 2010-01-01 | 14 | San Diego District | Improve and expand The Water Treatment Plant
1510014 | 002 | MOJAVE PUD | G | 25 | C | 3900 | The project involves construction of a new potable water Well No. 9 with an integrated arsenic treatment process. Also, the existing 8-inch transmission pipeline that joins the existing Well No. 7 and No. 8 to new Well No. 9 will be replaced. The pipeli | The project involves construction of a new potable water Well No. 9 with an integrated arsenic treatment process. Also, the existing 8-inch transmission pipeline that joins the existing Well No. 7 and No. 8 to new Well No. 9 will be replaced. The pipeli | 1200000 | 2010-01-01 | 19 | Tehachapi District | Well No. 9 and Arsenic Treatment Project
0310012 | 008 | ACWA BUCKHORN PLANT | G | 25 | C | 8508 | 2 of 3 retailers purchasing wholesale treated surface water from the Buckhorn Water Treatment Plant (WTP) are cited DPH violation of HAA5 & TTHM - Disinfection Bi-Product Rule (DBPR) [T.22,Cht15,CCR§64400,64431, 64530,64534,64535,645636.] As the wholesale | The Project will incorporate GAC into the treatment process for the BWTP. Parameters include dosing at a rate of 6 gpm/s.f. and the water plant design capacity. New raw pipelines would be installed at which will reroute water to new carbon units. Disinfec | 1200000 | 2010-01-01 | 10 | Stockton District | Buckhorn Water Treatment Plant Disinfection By-product Compliance
1510001 | 002 | ARVIN COMMUNITY SERVICES DIST | G | 25 | C | 11847 | Arsenic Concentrations exceed federal MCL for Wells 1, 5, 6, & 8. | Construct arsenic removal equipment at each well site. | 5000000 | 2005-01-01 | 12 | Visalia District | Arsenic Treatment for Wells 1, 5, 6, & 8
1510013 | 002 | CITY OF MCFARLAND | G | 25 | C | 12138 | System's most critical well (Garzoli Well) exceeds revised Arsenic MCL, and two other wells are old (48 and 52 years). | Provide wellhead treatment to remove Arsenic at Garzoli Well and construct a new well to replace the two aging wells. | 2000000 | 2005-01-01 | 12 | Visalia District | Arsenic Removal
1510012 | 006 | LAMONT PUBLIC UTILITY DIST | G | 25 | C | 13296 | Well 12 Arsenic Treatment Project will address the issue of high arsenic levels.The drinking water standard violated is for exceeding the MCL for arsenic. | Well 12 was found to exceed the MCL for arsenic early 2008.The goal for this project is to purchase treatment that will include ion exchange to address the issue of arsenic. This will begin with the installation of a 900 GPM BWiX/Ion Exchange, or absorpt | 1000000 | 2009-01-01 | 12 | Visalia District | Well 12 Arsenic Treatment Project (2008)
3400364 | 001 | Jean Harvie Community Center (formerly Jean Harvie school) | G | 25 | N | 25 | According to the Sacramento County Environmental Management Department, the Jean Harvie Community Center is in violation of CCR, SECTION 64431. The average arsenic concentration of the well water based upon consecutive quarterly samples completed during | Sacramento County Water Agency (SCWA) has provided a preliminary review of the Jean Harvie Community Center's water system and finds that the existing well is non compliant with State standards. SCWA recommends connecting Jean Harvie to the nearest towns | 143000 | 2010-01-01 | 9 | Sacramento District | Connect Jean Harvie Community Center water system to existing SCWA system
5400513 | 001 | CAL HOT SPRINGS RESORT | G | 25 | N | 50 | Arsenic above revised allowance limit | Filter system | 200000 | 2004-01-01 | 12 | Visalia District | Arsenic filter system
1009039 | 002 | PAPPAS & COMPANY (MENDOTA) | G | 20 | C | 25 | Non-compliance with maximum contaminant level (MCL) for Total Trihalomethanes and/or Haloacetic Acids. Subject to quarterly testing and notification of exceedance of a Chemical MCL. | Study to determine and construction of best improvement plan from among identified options:1) GAC treatment2) Minimizing water age in the distribution system and maximizng reservior turnover3) Treatment optimization and increased DBP precurser removal thr | 250000 | 2010-01-01 | 23 | Fresno District | Mendota TTHM compliance
1900961 | 003 | WINTERHAVEN MOBILE ESTATES | G | 20 | C | 27 | Water Quality from Well #1 has ARSENIC concentrations that exceed the 0.050 milligrams per liter (mg/L) National Primary Drinking Water Standard Maximum Contaminated Level. The water system has insufficient water storage for fire protection. | The Water system is in need of an additional water source to meet the demands of the community, and to reduce arsenic concentrations. i.e. new ground water well. | 500000 | 2009-01-01 | 16 | Central District | Winterhaven Mobile Estates- arsenic
1500521 | 001 | BOULDER CANYON WATER ASSOCIATION | G | 20 | C | 30 | Arsenic exceeds MCL in source water. | Add arsenic removal treatment, consolidate with neighboring water system with same problem. | 150000 | 2007-01-01 | 19 | Tehachapi District | Arsenic Treatment and Consolidation
1009232 | 001 | PECK RANCH | G | 20 | C | 42 | To small of storage for CT. | To increase storage size to meet CT. | 120000 | 2010-01-01 | 23 | Fresno District | Peck Ranch Water System
1009281 | 001 | HAMMONDS RANCH | G | 20 | C | 50 | Install carbon filter for THM removal and new pressure tank system | We need to install a carbon filter to solve the compliance problem we have with THMS, we wanted to install a flocculation mixer and replace a 35+ years old pressure tank. | 150000 | 2010-01-01 | 23 | Fresno District | To bring water treatment system up to state standards
2100579 | 001 | NICASIO VALLEY RANCH MUTUAL | G | 20 | C | 51 | Current post-treatment arsenic levels exceed the Primary MCL. Secondary standards for iron, manganese, and color are exceeded as well. The complex water treatment system includes centralized, point-of-use, and point-of-entry components. Consequently, t | The goal of the project is to identify a new source for domestic water or for treatment of the exisiting source for arsenic removal. The project will include engineering, design, installation of treatment systems, or conveyance of new source water. The | 500000 | 2008-01-01 | 18 | Sonoma District | Nicasio Valley Ranch / Arsenic Mitigation
1500096 | 001 | OLD RIVER MUTUAL WATER COMPANY | G | 20 | C | 60 | Old River Mutual Water Company is a community water system and has only one well (Alluvial) for water supply. Due to this, the water system is unreliable.System may be in violation of the uranium MCL by the end of 2008. District has two quarters of data | Construct a new well or develop an intertie with City of Bakersfield | 500000 | 2009-01-01 | 19 | Tehachapi District | We need a second well or interie with City of Bakersfield
4000637 | 001 | COUNTRY HILLS ESTATES | G | 20 | C | 60 | This system has two wells, both of which have arsenic levels of about 24 parts per billion. The system piping layout would require installation of two separate treatment systems OR connection to the city of Arroyo Grande water system. | This system has two wells, both of which have arsenic levels of about 24 parts per billion. The piping system would require installation of two separate treatment units for arsenic OR major reconstruction of the distribution system. Connection to the ci | 1000000 | 2009-01-01 | 6 | Santa Barbara District | Country Hills Estates Arsenic
4900643 | 002 | MOUNT WESKE ESTATES MUTUAL WATER COMPANY | G | 20 | C | 62 | The Arsenic content exceeds the MCL of 50 ug/L & has done so ever since the water system was approved by the regulating authorities in 1974 | Interconnect the distribution system with a supply pipe & a booster pump from the Town of Windsor Water District. The installation woul be very similar to that which Windsor already provides to the Shiloh system. | 765000 | 2009-01-01 | 18 | Sonoma District | Consolidation With Adjacent Water District
4901195 | 002 | MOORLAND AVENUE APARTMENTS | G | 20 | C | 64 | New Arsenic Standards have been reduced to 10ug/l MCL. Water analysis results as of 06/13/07 resulted in 15.0ug/l level of Arsenic which is 50% above the current MCL. | Consolidation of the existing Moorland Avenue Apartments small water system with the City of Santa Rosa Water System because of compliance issues associated with the new lower arsenic standards. New Arsenic Standards have been reduced to 10ug/l MCL. Wat | 161337 | 2007-08-01 | 18 | Sonoma District | Moorland Avenue Apartments Consolidation
1500540 | 004 | PINON HILL WATER COMPANY | G | 20 | C | 75 | High arsenic in source water, exceeds MCL. | Install treatment or consolidate with neighboring utility, if possible. | 200000 | 2007-01-01 | 19 | Tehachapi District | Arsenic Removal/Consolidation
1500540 | 006 | PINON HILL WATER COMPANY | G | 20 | C | 75 | PINON HILL WATER CO. System No. 1500540 has been issued a Compliance Order for Violation of Arsenic MCL for Arsenic. The Compliance Order No. is 03-19-090-06 for Violation of the California State Drinking Water Act. The running average of Arsenic is 0.013 | The Company is in negotiation with two separate concerns to obtain the best removal system at a fair price. Their engineers are at work on the plans for a 50gpm removal system which will be placed in the existing new well house. A preliminary estimate of | 35000 | 2010-01-01 | 19 | Tehachapi District | Well 1 arsenic treatment project
4900855 | 001 | WEST FIELD COMMUNITY | G | 20 | C | 75 | WATER EXCEEDS FEDERAL MCL FOR ARSNIC. NO TREATMENT AT PARK. | CONNECT TO THE CITY OF SANTA ROSA AND MAKE NECESSARY DISTRIBUTION SYSTEM IMPROVEMENTS | 260000 | 2007-09-01 | 18 | Sonoma District | First PreApp 07/20/07 -- Lancelot Mobile Home Park
1009023 | 001 | BRITZ/COLUSA | G | 20 | C | 106 | The source of water for the Britz Colusa system is surface water delivered by Westland’s Water District from the California Aqueduct. The existing surface water treatment plant is not able to meet the maximum contaminate level for Disinfection by Product | A new surface water treatment plant will be required to be constructed. An enhanced coagulation filtration plant will be used with pressure filters and a 50,000 gallon baffled storage tank to meet the chlorine contact time required to comply with current | 600000 | 2010-01-01 | 23 | Fresno District | Britz Colusa TIC Water Treatment System
5000080 | 001 | COUNTRY WESTERN MOBILE HOME PARK | G | 20 | C | 120 | A June 11, 2008 letter from Stanislaus County Environmental Health states that the Country Western Mobile Home Park Water System has violated the Maximum Contaminant level for Arsenic of 10ug/L. Three samples were collected on 4/8/08, 1/2/08, and 10/16/0 | The current system consists of the impacted source well, 5,000 gallon poly tank, float controls, two booster pumps, and 4 bladder tanks. The proposed system improvements would include the installation of a media filtration type system specific for arsen | 118000 | 2009-01-01 | 10 | Stockton District | Country Western Mobile Home Park Application 2008
4900845 | 001 | RANCHO DE SONOMA | G | 20 | C | 130 | Arsenic level exceeds federal mcl. Park has no arsenic treatment. | Physical consolidation with the City of Sonomas water system. The estimated cost of project includes the connection fee to the City system and the construction cost to connect. | 500000 | 2008-01-01 | 18 | Sonoma District | Rancho de Sonoma Water Hook-Up for arsenic compliance (2007)
1000369 | 001 | ZONNEVELD DAIRY | G | 20 | C | 141 | Zonneveld Dairy water exceeded Arsenic MCL. Project intends to lower arsenic level to California Standards. Zonneveld Dairies is in violation of the USEPA MCL for arsenic of .010 mg/L, which was adopted by the California Code of Regulations.The problem re | Zonneveld Dairies has consulted with Provost & Prichard (P&P) engineering group to lower the arsenic level. P&P has recomended three solutions. The three solutions are; the installation of a water mixing system, construction of a designed well, or a wate | 150000 | 2010-01-01 | 23 | Fresno District | Zonneveld Dairies Community Water System
3601055 | 001 | Roadrunner Mobile Home Pk | G | 20 | C | 150 | The water system for Roadrunner MHP currently services 59 mobile home spaces and 2 cottages. During the past 12+ months the uranium count contiuned to increase and has remained above recommended guidelines for the past several months. According to corres | Installation of a water filteration system located at the well pump and storage tank area. Due to the inability to secure an estimate prior to the application deadline the details of installing the filters is not available. However it was mentioned that | 35000 | 2007-09-01 | 13 | San Bernardino District | Roadrunner MHP- Morongo Valley
1400036 | 006 | Keeler Community Service District | G | 20 | C | 180 | Average arsenic level in the Keeler Well Water for the years of 2002/2003 is 68 ppb, which exceeds the current MCL of 50 ppb | Construct a new well or water source or treatment that is affordable | 1000000 | 2005-01-01 | 13 | San Bernardino District | New well or Water source or treatment
1500378 | 001 | MAHER MUTUAL WATER COMPANY | G | 20 | C | 192 | Our system well produces water exceeding the new federal arsenic MCL of 10 ug/L. | The Maher Mutual Water Company wants to resolve the issue of arsenic in well water by connecting to Vaughn Water Company which is located less than 1/2 mile away from the Maher Mutual Water Company. The project will need upgrading of the Maher MWCs dist | 500000 | 2008-08-01 | 19 | Tehachapi District | Consolidation with Vaughn Water Company to resolve issue with high arsenic in Well 01
1500493 | 001 | EL ADOBE POA, INC. | G | 20 | C | 200 | Arsenic levels above MCL | Blending or treatment | 2500000 | 2007-01-01 | 19 | Tehachapi District | Arsenic Treatment for Wells
5410034 | 003 | PINE FLAT WATER COMPANY | G | 20 | C | 200 | The groundwater wells in the Pine Mountain / Pine Flat service area are currently affected by high levels of Radiological contaminants - specifically uranium and gross alpha. The District has recently drilled a new well with the hope of blending non-conta | The proposed project include construction of water distribution piping to route water from each of the three wells to a common manifold. The blended water will then be treated by a uranium treatment system which has been designed to treat the observed ur | 500000 | 2010-01-01 | 12 | Visalia District | Pine Mountain/Flat Water Treatment Blending Facility
2000512 | 001 | EAST ACRES MUTUAL WATER COMPANY | G | 20 | C | 250 | The water system serves a low income community, consist of 2 wells with one well exceeding MCL of 10 ppb and other well with borderline Arsenic sample results. Both wells are conducting quarterly sampling for Arsenic. One of the wells had issues with iron | Hire consultants and/or engineers to find best fit solution to Arsenic MCL exceedance and water system distribution improvements either through drilling a new well, consolidation with another water system or treatment. | 100000 | 2009-01-01 | 11 | Merced District | East Acres Mutual - Arsenic MCL exceedance
1910066 | 002 | LEISURE LAKE MOBILE HOME PARK | G | 20 | C | 300 | The system has three wells. Wells 2 and 3 have Arsenic levels exceeding the federal MCL. The Arsenic concentration in Well 1 is increasing. Well 1 and 2 are currently blended to produce water with 9 ug/l Arsenic. Well 3 is not in use for the domestic wate | The final project will depend on best engineering practices and the most cost effective method for providing water below the Arsenic MCL. The system proposes to construct an Arsenic treatment facility with monitoring, disinfection, and pressure boosting e | 850000 | 2009-01-01 | 22 | Angeles District | Arsenic Treatment (2008)
1000053 | 002 | LANARE COMMUNITY SERVICES DIST | G | 20 | C | 400 | Arsenic contamination at 30 ppb, naturally occurring in ground water. Two existing wells are tied to Arsenic treatment plant constructed in 2006, now bypassed. Cost of operation when brought on line unable to be paid for because water production and use | The existing Arsenic treatment plant designed by Boyle Engineering and put into service in 2006 works. It is the water production and use that were out of control thus placing the cost of operation of the treatment plant out of control. A seperate USDA | 125000 | 2009-01-01 | 23 | Fresno District | Reactivate arsenic treatment plant
1010030 | 002 | TRANQUILLITY IRRIGATION DIST | G | 20 | C | 820 | Arsenic levels in excess of the MCL in the drinking water for Tranquillity Irrigation District. | Installation of a treatment system to remove the arsenic from the drinking water . | 1750000 | 2005-01-01 | 23 | Fresno District | Arsenic Treatment
4710007 | 002 | CITY OF MONTAGUE | G | 20 | C | 1495 | Watershed subject to significant Cryptosporidium contamination hazards from cattle ranches and feed lots and therefore, required to have increased removal efficiencies to meet future microbial MCLs. Also water has high TOCs and taste/odor problems. | Installation of ozonation facilities. | 5000000 | 1998-01-01 | 1 | Klamath District | Filter plant upgrade and DBP precursor removal
1610001 | 007 | ARMONA COMMUNITY SERVICES DIST | G | 20 | C | 3239 | Arsenic levels in excess of the MCL for drinking water. | Pressure filtration using manganese green sand with an oxidant or using granular ferric hydroxide as an adsorptive process using ferric-based media to adsorb arsenic and other heavy metals. | 2000000 | 2005-01-01 | 12 | Visalia District | Arsenic Treatment
1610001 | 009 | ARMONA COMMUNITY SERVICES DIST | G | 20 | C | 3239 | Well 2 is in violation of the Federal Drinking Water Standards of 10 ppb for Arsenic. The USEPA has issued an Administrative Order requiring corrective action. The problem must be addressed to remain compliant with the California Department of Public Hea | The project would consist of drilling a replacement well for Well No. 2. The goal is to drill a new well that would not require treatment, producing water with Arsenic concentrations below the maximum contaminant level. The replacement well would require | 6970000 | 2010-01-01 | 12 | Visalia District | Well 2 Replacement
5310001 | 011 | WEAVERVILLE C.S.D. | G | 20 | C | 3554 | The East Weaver WTP is one of three surface water treatment plants within the WCSD. East Weaver Creek can have unusually high turbidity spikes during normal runoff periods. CDPH has noted that the sedimentation basins need to be optimized to improve tur | The East Weaver WTP is one of three surface water treatment plants within the WCSD. East Weaver Creek can have unusually high turbidity spikes during normal runoff periods. CDPH has noted that the sedimentation basins need to be optimized to improve tur | 493900 | 2010-01-01 | 1 | Klamath District | East Weaver Water Treatment Plant 2009 Improvements
2410002 | 003 | DOS PALOS-CITY | G | 20 | C | 4417 | City of Dos PalosWater Treatment Plant Replacement ProjectThe existing water treatment facility is over 60 years old and has fulfilled the expected life of the facility. The community needs to replace the facility to come into compliance with directions | City of Dos PalosWater Treatment Plant Replacement ProjectThe existing water treatment facility is over 60 years old and has fulfilled the expected life of the facility. The community needs to replace the facility to come into compliance with directions | 6203000 | 2010-01-01 | 11 | Merced District | Water treatment plant replacement project (TTHM Compliance)(2009)
5010009 | 004 | KEYES COMMUNITY SERVICES DIST. | G | 20 | C | 4575 | The District has four groundwater wells which provide 100% of the water for the District. These four wells have arsenic concentrations ranging from about 12 ppb to 19 ppb. In order to meet the new arsenic concentration of 10 ppb, the District needs to e | The District proposes to install well head treatment (arsenic removal) at three of the existing wells with the fourth wells water being pumped to one of the wells that will have treatment. Above ground storage tanks and booster pump systems will be inst | 13000000 | 2008-01-01 | 10 | Stockton District | Keyes CSD Arsenic Treatment (Construction)
4110010 | 024 | MONTARA WATER AND SANITARY DISTRICT | G | 20 | C | 5412 | Corrosion causing copper exceedance | Corrosion control treatmnt at Airport Wells | 500000 | 2005-01-01 | 17 | Santa Clara District | corrosion causing copper exceedance
1510024 | 001 | GREENFIELD COUNTY WD | G | 20 | C | 6500 | Greenfield County Water District (GCWD), established in 1955 by the Kern County Board of Supervisor, is a domestic water purveyor that serves a small rural community in southeast Bakersfield. GCWD receives 100% of their water supply from groundwater wells | An analysis of two options would allow GCWD to evaluate these three wells that have exceeded the MCL in arsenic and remediate GCWD problem. Initially zone testing would be requested to determine where good quality water is found. If good water quality is | 3000000 | 2010-01-01 | 12 | Visalia District | GCWD - Arsenic Treatment & Well Replacement
1910085 | 002 | MAYWOOD MUTUAL WATER CO. #2 | G | 20 | C | 6700 | 52nd St well water exceeds CDPH Secondary MCL for manganese. This well has exceeded the MCL for the past ten years. This is one of two wells used by Maywood Mutual Water Company No. 2. | The project will provide an 1,100 gpm iron / manganese removal water treatment system for the 52nd St well. The treatment system would use a coagulation filtration that produces no hazardous waste.The treatment system components include:3, 78" x 60" shell | 900000 | 2009-01-01 | 16 | Central District | 52nd St Well Treatment Project
3510003 | 001 | SUNNYSLOPE COUNTY WATER DIST | G | 20 | C | 16713 | Currently the Venture Estates Mutual Water Company is supplied by only one well which has malfunctioned from time to time. At various times Venture Estates Mutual has been completely out of water due to the malfunctioning of their only well. The water sup | The project consists on connecting the distribtuion systems of the Sunnyslope County Water District to the Venture Estates Mutual Water company. The mainline connecting the two systems will consist of a large diameter mainline of 300 feet of a 12" diamete | 1515000 | 2010-01-01 | 5 | Monterey District | Ventures Estates Mutual Water Company Consolidation & Mainline Extension
1610002 | 001 | AVENAL, CITY OF | G | 20 | C | 16737 | CANNOT MEET PROPOSED THM STD. DUE TO HIGH TURBIDITY LEVELS IN THE LOCATION OF THE TURNOUT FROM THE SAN LUIS DAM | Planning, design and construction of an ammonia injection system to convert from free chlorine disinfection to chloramine disinfection. | 500000 | 1998-01-01 | 12 | Visalia District | DBP compliance (1997)
1700717 | 001 | LEGACY SCHOOL | G | 20 | P | 40 | Our system contains high levels of lead and copper as well as iron and manganese. We are on a bottled water program currently. We were recently annexed to the city of Lakeport so we are now permitted to connect to Lakeport's water system. The closest c | Our project would consist of running approximately 1 / 4 mile of piping from the closest connection point for city water to our property. We would then use Lakeport City water for drinking, bathrooms etc. and use our well for irrigation.I have contacted | 50000 | 2009-01-01 | 3 | Mendocino District | Legacy Preapp 1 - 2008
1400063 | 001 | Tecopa Francis Elementary School | G | 20 | P | 50 | Repeated water outages. Arsenic and fluoride concentrations in excess of MCL | Install storage tanks, new well, and treatment system | 226000 | 2006-01-01 | 13 | San Bernardino District | Install storage tanks, well and treatment system
1600253 | 001 | COS-HANFORD CENTER | G | 20 | P | 515 | College of the Sequoias failed to comply with the National Revised Primary Drinking Water Regulations, Section 141.62(b)(16), Title 40, Code of Federal Regulations, which establishes the revised MCL for arsenic.Specifically, College of the Sequoias has ex | To connect with the school with the city of Hanford's water system. The project will consist of a backflow prevention device, piping, and the destruction of the onsite well. | 250000 | 2009-01-01 | 12 | Visalia District | College of the Sequoias Hanford Center - Interconnection to City of Hanford
1000221 | 001 | WASHINGTON UNION HIGH SCHOOL | G | 20 | P | 1150 | DBCP detectable in wells 1 & 3; cross-connections throughout campus btw domestic & irrigation supplies; random positive bacteriological results. | Upgrade distribution system to eliminate cross-connections, construct new wells & replace distribution lines. | 1000000 | 2001-01-01 | 23 | Fresno District | DBCP exceedance - Stadium Well (construction)
1000345 | 001 | PANOCHE WATER DISTRICT | G | 15 | C | 27 | The Panoche Water District (PWD) received a Compliance Order for Noncompliance of Total Trihalomethane (TTHM) Maximum Contaminant Level issued on October 30, 2009. The PWD has been reviewing the surface water treatment plant operations to see what optimu | The water treatment plant will need additional water quality sample taps and stations to monitor TTHM levels throughout the process and in the distribution system. The water treatment plant needs additional flow meters throughout the process to analyze t | 560000 | 2010-01-01 | 23 | Fresno District | Water Treatment Plant Modifications
2000592 | 001 | TWO TWENTY FOUR MOBILE HOME PK | G | 15 | C | 30 | The water system is served by two hardrock wells, both exceed MCL for Uranium. The water system serves a low-income community and increase in water rates will be a hardship. | Hire consultants and engineers to evaulate best fit solution to remove Uranium contamination of the water supply either through a treatment, construction of a new well or consolidation with nearby water system. | 100000 | 2009-01-01 | 11 | Merced District | 224 New Well
2000592 | 002 | TWO TWENTY FOUR MOBILE HOME PK | G | 15 | C | 30 | It is time to replace the old water lines for the park. At the same time we would like to have a uranium flitration system installed in the park since we do have a uranium problem with our main well.The water lines are at least 30 years old. There are c | We need to remove 3000 feet of old water line . A shorter rerouting of the new water lines would reduce the amount of new lines, possibly by 1000 feet.As for the uranium flitration system, I have no knowledge of reguirements or cost for that. Lourdes Me | 100000 | 2010-01-01 | 11 | Merced District | line replacement and uranium removal
3900732 | 001 | V & P TRAILER COURT WATER SYSTEM | G | 15 | C | 35 | The average of 4 sample results of the well in 2006 and 2007 was 12.5 ug/L for arsenic, and exceeds the new MCL for arsenic of 10 ug/L, National Revised Primary Drinking Water Regulations, Federal Arsenic Rule, Section 141.62(b), 40 Code of Federal Regula | The Water System is seeking to install a new water source or treatment. City water probably not availble due to location. A new well may be more cost-effective than treatment, but there is no guarantee if the water of a new well will may standards. Tre | 500000 | 2009-01-01 | 10 | Stockton District | V & P Trailer Court
3400135 | 001 | KORTHS PIRATES LAIR | G | 15 | C | 40 | We need to remove the Arsenic in the our water so that we are under 10parts per billion which is the EPA standard, we are 34 parts per billion at the wellhead. | Replace existing filtration plant that was designed to treat river water, with a Arsenic, Iron, Manganese removal treatment plant, Including chemical feed facilities, clear well storage, booster pumps and instumentation to control the process. All ne | 1000000 | 2010-01-01 | 9 | Sacramento District | Arsenic removal treatment plant
2000501 | 001 | BASS LAKE ANNEX #3 | G | 15 | C | 42 | Elimination of uranium and gross alpha from water per Title 22, California Code of Regulations, Section 64442 | The water company is currently investigating the procedures and equipment to complete treatment required and determine the cost thereof. | 500000 | 2008-07-01 | 11 | Merced District | Removal of Uranium/Gross Alpha
2000534 | 001 | LEISURE ACRES MUTUAL WATER COMPANY | G | 15 | C | 45 | Mountain community is served by a single groundwater source. Availability of only one source make water system vulnerable to water outages caused by drought. Also, arsenic level in this groundwater source is over the Federal Arsenic MCL of 10 ppb. Wate | Drill a new well or consolidate with another water system for single source problem. Hire consultants and/or engineers to find best fit solution for arsenic either by drilling a new well, treatment or consolidation. | 100000 | 2009-01-01 | 11 | Merced District | Leisure Acres Mutual-single arsenic in single source
1500561 | 001 | ROUND MOUNTAIN WATER COMPANY | G | 15 | C | 50 | Uranium in source exceeds MCL | Study/design/construct treatment/blending. | 100000 | 2007-01-01 | 19 | Tehachapi District | Study and Design for Uranium Problem
2000785 | 001 | VALLEY TEEN RANCH | G | 15 | C | 50 | Single source water system serving a juvenile half-way housing facilities. The one and only source of water exceeds MCL for Arsenic and at the same time had issues with Iron and Manganese. | Dril a new well and/or provide "point of entry" Arsenic treatment. | 100000 | 2009-01-01 | 11 | Merced District | Valley Teen Ranch - new well
5000033 | 001 | COBLES CORNER | G | 15 | C | 50 | Coble's Corner MHP is currently contaminated above the mcl of 10 ug/l. Our four-quarter average is 12.3 ug/l with samples taken from September 2008 to June 2009. As yet we are not required to supply bottled water but Stanislaus County Dept. of Environmen | At present we feel it would be cost effective to drill a second well and blend the water. We expect to get nitrates from the deeper well with no arsenic contamination. If we blend the two we may be able to lower the arsenic contamination level and remai | 500000 | 2010-01-01 | 10 | Stockton District | Coble's Corner Arsenic Well replacement and addition
1502622 | 001 | GOSFORD ROAD WATER COMPANY | G | 15 | C | 52 | System has only one source. The well produces water with arsenic above the MCL. Arsenic monitoring results have been 11 to 14 ug/L, above the MCL of 10 ug/L. | Construct a new well. Construct a treatment facility to remove arsenic from the water produced by the new well, if necessary. Maintain the ability to treat either the new well or the existing well, or both. | 1200000 | 2008-01-01 | 19 | Tehachapi District | Arsenic Treatment
3400138 | 001 | LOCKE WATER WORKS CO ¬SWS? | G | 15 | C | 65 | Our current level of arsenic is approximately 32ppb , the new regulation requires that the water not exceed levels of 10 ppb. We have an existing pump and holding tank, but will need to improve the system to lower the current level of arsenic in the water | Locke Water company currently has 55 connections serving the town of locke with a well and storage tank. Specifications: 1) Gallons per minute - 150 gallons 2) Pressure from the well - 40 lbs 3) Kind of pump - Submersive 4) Water table depth - 10 ft. Ou | 450000 | 2009-01-01 | 9 | Sacramento District | Arsenic compliance
1009172 | 001 | VAQUERO FARMS | G | 15 | C | 70 | will not meet contact time | installing 40,000 gallon storage tank | 90000 | 2010-01-01 | 23 | Fresno District | Vaquero Farms - TTHM Compliance
1900520 | 002 | SMITH S VILLAGE MOBILE HOME PARK | G | 15 | C | 75 | This water system has one well and no backup water supply source. The only well is ~30 years old, does not have a backup power source, and exceeds the Federal Arsenic MCL. If the well fails, the system will be without drinking water. The current supply is | The system proposes two options, depending on most cost effective and feasible solution;1) drill a new well, install a storage pressure tank and arsenic treatment and monitoring equipment, and enclose the perimiter with security fencing; or2) consolidate | 850000 | 2009-01-01 | 16 | Central District | Arsenic Treatment (2008)
3900711 | 001 | SIDHU MOBILE PARK WATER SYSTEM | G | 15 | C | 75 | The average of 4 sample results from the water system is 12 ug/L, exceeding the new MCL for arsenic of 10 ug/L, National Revised Primary Drinking Water Regulations, Federal Arsenic Rule, Section 141.62(b), 40 Code of Federal Regulations. | If possible and preferably (unknown at this time), Sidhu Mobile Park Water System should connect to City of Stockton. If extension of city water to the facility is not possible, drilling for a new source or treatment will be the remaining options. The w | 500000 | 2009-01-01 | 10 | Stockton District | Sidhu Mobile Park Water System
1000238 | 002 | CAMDEN TRAILER PARK | G | 15 | C | 90 | The parks well that provides water is now over the mcl for arsenic and must be lowered to a 10 and the the park needs this money to complete this task | Arsenic compliance - treatment | 500000 | 2010-01-01 | 23 | Fresno District | Arsenic treatment facilitiy
1000213 | 002 | HARRIS FARMS/HORSE BARN | G | 15 | C | 100 | The DPH inspection report dated December 2007 listed deficiencies for the treatment plant, including disinfection (CT) deficiencies. The 100 gallon per minute treatment plant is approximately 30 years old and includes a pretreatment unit, 2 each 42 inch | A new 100,000 gallon storage tank is proposed, which will satisfy Title 17 Code of Regulations Section 64554. The inlet and outlet connections will be configured to achieve a minimum short circuiting factor of 0.15. The tank will be equipped with a leve | 199275 | 2010-01-01 | 23 | Fresno District | Harris Farms Horse Division CT Improvements
2000737 | 001 | MD#42 STILL MEADOW | G | 15 | C | 100 | Well exceeds the revised arsenic MCL of 10 ppb. | Construct a water treatment plant to remove arsenic. | 935664 | 2007-01-01 | 11 | Merced District | Contruct Arsenic Treatment Plant
2000538 | 001 | CEDAR VALLEY MUTUAL WATER CO | G | 15 | C | 137 | Water system is located in the mountain areas of Madera County. Water system is served by a single spring source that is out of compliance for the Federal arsenic rule. The running annual average noted on the Notice of Violation is 0.01525 ppm. This wa | Hire consultants and/or engineers to find the best fit solution for arsenic either by drilling a new well, treatment or consolidation. Project for single source is to drill a new well or consolidate with another water system, if feasible. | 100000 | 2009-01-01 | 11 | Merced District | Arsenic removal (2008)
2000552 | 001 | MD#24 TEAFORD MEADOW LAKES | G | 15 | C | 150 | Well No. 2 does not meet the revised arsenic MCL of 10 ppb. | Construct a new well and storage tank. | 944000 | 2007-01-01 | 11 | Merced District | MD 24 Arsenic compliance
3400164 | 002 | VIEIRA S RESORT, INC | G | 15 | C | 150 | The system received a Notice of Non-Compliance for Federal Arsenic MCL Violation from the County of Sacramento Environmental Management Department. Vieira's Resort was directed to provide putlic notification of the arsenic violation as a Tier 2 violation. | Arsenic treatment | 2500000 | 2010-01-01 | 9 | Sacramento District | Arsenic Treatment System (2009)
3400167 | 001 | WILLOW BERM MARINA | G | 15 | C | 150 | The problem is the ansenic level is above new EPA drinking water standards in the willow berm marina water system. | The project will enable the willow berm marina to ensure the ansenic levels in the water system are reduced to below the current or future EPA standards for ansenic. | 500000 | 2008-01-01 | 9 | Sacramento District | Willow Berm Marina Water System
3700041 | 002 | BARRETT LAKE MH AND RV LLC | G | 15 | C | 160 | Both water wells exceed the EPA MCL for Gross Alpha and Uranium of 15 pCi/l and 20 pCi/l, respectively. A Tier 2 Public Notification was issued on March 25, 2009 and remains in effect. | Propose to install radionuclide treatment on the well with the highest level of radionuclides and highest water well yield. Once treated, the source water wells will be blended to bring the system water below the EPA MCL. Proposed treatment is an inline f | 80000 | 2010-01-01 | 14 | San Diego District | Treatment of water source for removal of radionuclides
1500424 | 004 | LANDS OF PROMISE MUTUAL WATER ASSOCIATIO | G | 15 | C | 190 | The Lands of Promise water system is a rural water system supplied by 6 small wells. The community is located about 3 miles west of Rosamond in southern Kern County. All six of the community wells exceed the Arsenic maximum contaminant level of 10 ppb. | Lands of Promise is a small, rural, water system that fails to meet the Arsenic MCL on all six of their wells. The Mutual proposes to build an arsenic treatment plant(s) to provide clean water. A new storage and a distribution system is needed to convey | 1500000 | 2008-01-01 | 19 | Tehachapi District | Water Treatment System Installation
3400332 | 002 | OXBOW MARINA | G | 15 | C | 200 | The EPA has set the Arsenic standards for drinking water at 10 parts per billion to protect consumers served by public water systems from long term, chronic exposure to Arsenic. The Oxbow Marina Mutual Water Company currently has water that tests at 20 t | The Oxbow Marina Mutual Water Company (OMMWCo) is proposing to purchase treated water from California American Water at Isleton, CA. This would require the construction of an 8" transmission main approximately 1.1 miles long to connect the Isleton water | 970000 | 2010-01-01 | 9 | Sacramento District | Oxbow Marina Mutual Water Co. - Arsenic compliance (2009)
4600019 | 002 | SIERRA CO. W.W.D #1 CALPINE | G | 15 | C | 225 | We have arsenic at 22ppb in our primary water source. | We wish to find a new source of water without the arsenic contamination. Treatment of current source possible but well pump tests show this source is not a dependable one. | 500000 | 2008-01-01 | 2 | Lassen District | Water Source Improvement Project-arsenic compliance
2600546 | 001 | CROWLEY LAKE MUT. WATER DIST. | G | 15 | C | 250 | Only well contaminated with uranium above MCL. System experienced water outages in past. Water outages are currently avoided by using well contaiminated with uranium. | Investigate new well sites, review system operations, determine system needs, prepare construction loan applications. | 300000 | 2000-01-01 | 13 | San Bernardino District | Uranium MCL compliance
2000509 | 005 | CASCADEL MUTUAL WATER SYSTEM | G | 15 | C | 300 | The project proposes to replace two wells contaminated with radionuclides. The two contaminated wells represent 50% of the system's supply. These sources exceed the MCL's for Gross Alpha and Uranium by three fold. These sources can not be blended with oth | The Project would consist of drilling an 8" well approximately 1,000 feet deep and installing a 10-15 hp pump capable of pumping 30 gpm. Costs of connecting the well to the distribution line and bringing power to the wellsite are included. The well would | 100000 | 2010-01-01 | 11 | Merced District | Well Replacement, Radionuclide Contamination ER
5100107 | 002 | SUTTER CO. WWD#1 (ROBBINS) | G | 15 | C | 336 | Sutter County WWD#1 is currently in violation of federal Arsenic Rule due to the exceedance of the maximum contaminant level for arsenic. The treated water from the system results in 20 ug/L exceeding the limit of 10 ug/L or less.The system is also in v | The district proposes two projects to reduce maximum contaminant levels. The first project will consist of extending the existing well depth to introduce a new source aquiferThe second project will consist of installing a new arsenic removal media based | 165000 | 2007-09-01 | 21 | Valley District | Robbins Water System Arsenic Treatment
3600226 | 002 | CSA 70F, Morongo Valley | G | 15 | C | 450 | Well does not meet drinking water standard for uranium | Construct treatment system to remove uranium | 300000 | 2000-01-01 | 13 | San Bernardino District | Uranium compliance
0600008 | 001 | COLUSA CO. W.D. #1 - GRIMES | G | 15 | C | 500 | Arsenic in the Grimes community water system well water exceeds the current federal standard of 10 ppm. The average concentration found in our well is approximatly 24 ppm. The community of Grimes volunteered to participate in an EPA funded demonstratio | The Colusa County Water District #1, located in Grimes CA, is ready to move forward with the construction of an arsenic treatment plant. Upon receipt of funding the District would first have a fully developed engineering design completed. This design w | 925000 | 2010-01-01 | 21 | Valley District | CCWD #1 Arsenic Removal System
2000521 | 002 | BROADVIEW TERRACE MUTUAL WATER COMPANY | G | 15 | C | 510 | The water supply is contaminated with gross alpha and uranium levels that exceed the MCL's. | Construct a new well and/or install treatment facilities. | 600000 | 2002-01-01 | 11 | Merced District | Uranium Contamination
1510054 | 001 | PINON PINES MWC | G | 15 | C | 740 | Fluoride level in the newly developed well necessary to maintain increasing demand are above allowable MCL of 2 mg/L | Reduce fluoride levels by blending with the existing wells that have fluoride levels below the MCL. | 150000 | 2005-01-01 | 19 | Tehachapi District
4210009 | 002 | CUYAMA COMMUNITY SERVICES DISTRICT | G | 15 | C | 820 | Water supply will not comply with proposed MCL for Arsenic if below 20 ppb. | Provide arsenic removal treatment. | 500000 | 2003-01-01 | 6 | Santa Barbara District | Arsenic compliance;
1510051 | 004 | LEBEC COUNTY WATER DISTRICT | G | 15 | C | 830 | Current wells are in marginal compliance with MCL's for uranium and fluoride, if an existing well exceeds a primary compliance it must be shut down, then there is not enough capacity for existing system. | Construction of a new well with a capacity of 250 gpm to meet current and future demands. | 400000 | 2010-01-01 | 19 | Tehachapi District | Lebec - New Well
1610009 | 009 | KETTLEMAN CITY CSD | G | 15 | C | 1499 | The Kettleman City Community Services District (KCCSD) has a Compliance Order for Noncompliance of the Arsenic Maximum Contaminant Level and Reef-Sunset Unified School District (RSUSD) has arsenic water quality tests above 20 ug/l. The water systems provi | Following discussions regarding the long term future and reliability of the groundwater supply, the KCCSD Board of Directors decided to pursue funding for the proposed surface water treatment plant. The proposed membrane Surface Water Treatment Plant (SWT | 6000000 | 2010-01-01 | 12 | Visalia District | Surface Water Treatment Plant
1910246 | 002 | LAND PROJECT MUTUAL WATER CO. | G | 15 | C | 1500 | The community water system has four groundwater wells that supply approximately 500 service connections. As of June 18, 2007, all four wells exceed the arsenic MCL, ranging from 8.6 ug/l to 20 ug/l, and have since 1998. There are no current arsenic violat | The system has several options including: Installing transmission piping to interconnect old wells with potential new well(s) to provide blending;Installing new wells that are potentially in compliance with MCLs;Or installing arsenic treatment such as | 750000 | 2007-01-01 | 7 | Hollywood District | Wells 1,3,4 and 5 Arsenic treatment plan
2410018 | 001 | SANTA NELLA COUNTY WATER DISTRICT | G | 15 | C | 1500 | The existing Water treatment plant is a package plant built in 1988 that has been evaluated by an engineering firm and determined to be at the end of its useful life and cannot be economically upgraded. Due to changes in raw water quality and regulations | A predesign has already been completed by HDR engineering that addresses water treatment needs for current and future regulations. This pre design includes a conventional filtration plant that includes pretreatment for removal of turbidity, TOC, and taste | 12000000 | 2009-01-01 | 11 | Merced District | Santa Nella County Water District Water Treatment Plant Project
5410009 | 010 | PIXLEY PUBLIC UTIL DIST | G | 15 | C | 2793 | The current water system utilizes four wells (1, 2A, 3A and 4) to provide the water supply for the community. The four wells have Arsenic levels of 22, 23, 21 and 4 parts per billion (ppb), respectively. Wells, 1, 2A, and 3A exceed the Environment Protect | The project would entail construction of three new well to replace the existing three wells that are not in compliance with the EPA Arsenic thresholds. The existing three wells would be properly abandoned. Depending on the quality of water obtained from t | 6575350 | 2010-01-01 | 12 | Visalia District | Wells 1, 2A, 3A Arsenic Treatment
1010044 | 006 | HURON, CITY OF | G | 15 | C | 7306 | The City of Huron (City) owns and operates a water treatment plant (WTP) to provide treated drinking water to its residents. The raw water supply is obtained from the California Aqueduct and is delivered by Westlands Water District. The City currently ha | As part of the study, each option will have had the following activities analyzed:1. Process Calculations 2. Bench Testing 3. Equipment Schedule 4. Lifetime Costs 5. Options Matrix 6. Risk Register The Process Feasibility Study will recommend two options | 7000000 | 2010-01-01 | 23 | Fresno District | City of Huron Design and Construction of WTP Facilities
4510005 | 009 | CITY OF REDDING | G | 15 | C | 85703 | The Environmental Protection Agency has set the Arsenic standard for drinking water at 10 parts per billion to protect consumers served by public water systems from the effects of long term, chronic exposure to Arsenic. The State of California is current | Establish well head treament for removal of Arsenic using an already approved technology. | 2000000 | 2008-01-01 | 2 | Lassen District | City of Redding Arsenic Removal Enterprise Wells Nos. 9 and 13
3600036 | 001 | Calico Ghost Town | G | 15 | P | 10 | The water system at the park site is over 40 years old and although newer wells been installed recently as the system has expanded and newer connections have been made the system still relies upon the original design and equipment. In addition, current we | The project aims to seek the consultation with a hydro-geologist to evaluate the current wells in order to diagnose production issue and advice of adaptation to exist well or the possible addition of a new well location as needed to improve production and | 809200 | 2010-01-01 | 13 | San Bernardino District | Calico Ghost Town Water System Improvements
2600570 | 002 | COLEVILLE HIGH SCHOOL | G | 15 | P | 90 | Source Water Information:The source of water for both irrigation and domestic use are two existing wells. The pumps in both wells are set at 168' with a static water surface elevation or depth to groundwater of approximately 70'.An assessment to vulnerab | It is understood that the existing wells at the Coleville School Site have been determined not to be under the influence of surface water. Therefore, no filteration is required. Further it has been determined that disinfection is not required. The only | 530000 | 2010-01-01 | 13 | San Bernardino District | Construction of new water treatment facility
2701227 | 004 | SAN BENANCIO SCHOOL WS | G | 15 | P | 100 | The San Benancio Middle School, 43 San Benancio Rd. Salinas, CA 93908, water system serves 2 schools, San Benancio and A.B. Ingham schools and a common campus with water from a single groundwater well. San Benancio M.S. is part of the Washington Union Sch | The San Benancio Middle School/A.B. Ingham schools propose to install equipment to remove Arsenic and Lead & Copper from their water system using processes of co-precipitation, filtration, and pH control. Liquid ferric chloride and liquid sodium hypochlor | 200000 | 2010-01-01 | 5 | Monterey District | San Benancio School Filtration Plant for Arsenic removal
4000774 | 001 | PLEASANT VALLEY ELEMENTARY | G | 15 | P | 100 | Pleasant Valley School district has its own water source... Water well in a rural setting which supplies water to our school community. We are considered a water district. We are currently experiencing a level of Arsenic which is above the tolerant le | We are still looking into various solutions but need to make a decision as quickly as possible.... We will need additional storage and plumbling with additional pressure pumps to adapt to a treatment devices. We have researched cities and other water dis | 150000 | 2009-01-01 | 6 | Santa Barbara District | pleasant valley school Arsenic compliance (2008)
5000273 | 001 | GRATTON SCHOOL | G | 15 | P | 110 | The Gratton School Water System exceeds the arsenic maximum contaminant level. California Code of Regulations, Section 644531(a). This problem requires public notification of an exceedance of the chemical arsenic. A drinking water notification has been | To put in place a filtration system that will remove the arsenic from our water. | 80000 | 2010-01-01 | 10 | Stockton District | Filtration Water System
1502607 | 002 | PIUTE MOUNTAIN SCHOOL WATER | G | 15 | P | 200 | Currently our well exceeds Flouride levels, and when levels change the end of this year our Arsenic levels will be too high, also. In addition to MCL failures, we have issues with lack of water. We have mailed out notices and posted them throughout the sc | To date we have explored options and contacted an engineer. One option would be to purify the water. This would require training, engineering, construction and monitoring in addition to purchasing the purification equipment. Option two is to abandon the c | 50000 | 2010-01-01 | 19 | Tehachapi District | Piute Mountain School Well
2000614 | 001 | OAK CREEK INTERMEDIATE SCHOOL | G | 15 | P | 213 | Water system is served by two wells. One well is used as a "standby" source. Uranium levels in the wells are over the MCL. Water system has a water softner connected to the system. | Hire consultants and/or engineers to find best fit solution for Uranium either by drilling a new well, treatment or consolidation. | 100000 | 2009-01-01 | 11 | Merced District | Oak Creek Intermediate School-Uranium Removal
3400248 | 002 | FRANKLIN ELEMENTARY SCHOOL | G | 15 | P | 246 | Installation of an arsenic filtration system to meet the requirements of the County of Sacramento Environmental Management Department. | The arsenic level at this site is 22-23 parts per billion witch does not meet the new Countys requirement.We are curently on bottled water at this site. | 350000 | 2009-01-01 | 9 | Sacramento District | Arsenic Treatment - Franklin Elementary School
1600017 | 003 | ISLAND UNION SCHOOL | G | 15 | P | 300 | Exceedance of chemical MCL, Arsenic. Under Do Not Drink Order. This Notice is currently in effect | Construct a new source by drilling a deep well, if the new source cannot provide safe drinking water then a treatment facility will be constructed to filter out thr Arsenic contaminates. Increased storage capacity to be added to meet current needs for Av | 1800000 | 2010-01-01 | 12 | Visalia District | Well replacement, arsenic treatment plant , and storage (2009)
5400713 | 001 | OAK VALLEY SCHOOL | G | 15 | P | 300 | The average arsenic levels from the last five tests is approximately 18. Because the MCL was lowered from 50 ppb to 10 ppb, our water is now above the prescribed MCL. We have looked into treatment possibilities, but we have been told that this would be | The proposed project will include the drilling of a test well, which would determine if there is an adequate supply of potable water to meet the demands of our schools water system. Following the test well, if it is determined that a successful producti | 850000 | 2008-06-01 | 12 | Visalia District | Oak Valley Union School District Safe Drinking Water Project
2000601 | 001 | LA VINA SCHOOL | G | 15 | P | 380 | Single source water system with arsenic level over the Federal Arsenic MCL of 10 ppb. Arsenic level is 10.7 ppb. Water system is monitoring quarterly to determine running annual average and compliance. | Hire consultants and/or engineers to find best fit solution for arsenic either drilling a new well, treatment or consolidation | 100000 | 2009-01-01 | 11 | Merced District | La Vina School-arsenic removal
2000612 | 001 | NORTH FORK UNION SCHOOL | G | 15 | P | 400 | The North Fork School Water System is fed by two wells. Well #1 is 1200 ‘ deep with excellent water quality and a good test history. It alone would more than serve the potable needs of the school. It will not however serve both the potable and irrigation | As stated, the CDHS representative suggested that a potable water only main line be run to the school from the deep well only. This project would involve a new pressure/distribution system being built adjacent to the deep well. It would also involve tren | 50000 | 2008-01-01 | 11 | Merced District | Arsenic compliance for potable supply
5400519 | 001 | PALO VERDE SCHOOL | G | 15 | P | 500 | Palo Verde Schools well has historically tested high in arsenic levels. Recent tests in 2005 and 2007 have shown arsenic levels at 10ug/L, and the school has been advised to start doing quarterly testing, and it is anticipated that quarterly testing wil | Palo Verde Schools water well has shown varying results in levels of contamination, and this project would allow the school to determine what level of contamination is present and what level of remediation needs to be undertaken. The school will proceed | 900000 | 2008-06-01 | 12 | Visalia District | Palo Verde School Safe Drinking Water Project
0706028 | 001 | KNIGHTSEN ELEMENTARY SCHOOL | G | 15 | P | 600 | The water source for the system has exceeded the Arsenic MCL based on a Running Annual Average of 12.5 ppb. The system is in violation of CCR, Title 22, Section 64431 for delivering water above the MCL for Arsenic - 10 ppb.Public Notification - Exceedanc | The water system serves a public school with approximately 600 students. The primary water source (Well # 3) was installed in March 2005 to replace the North Well (elevated Gross Alpha levels) and the South Well (fluctuating nitrate levels). The North W | 90000 | 2010-01-01 | 4 | San Francisco District | Treatment for Arsenic Removal
2000600 | 001 | HOWARD ELEMENTARY SCHOOL | G | 15 | P | 650 | Dibromochloropropane (DBCP) is over the MCL for the water system's only source. DBCP levels was 0.71 ug/L and the MCL for DBCP is 0.20 ug/L. Water system is conducting quarterly monitoring to determine running annual average and compliance. | Hire consultants and/or engineers to find best fit solution for DBCP either by drilling a new well, treatment or consolidation | 100000 | 2009-01-01 | 11 | Merced District | Howard Elementary School-Dibromochloropropane over the MCL
3900712 | 001 | MUSD-FRENCH CAMP SCHOOL | G | 15 | P | 650 | The average of 4 sample results of the source well in 2007 was 17.75 ug/L, and exceeds the new MCL for arsenic of 10 ug/L, National Revised Primary Drinking Water Regulations, Federal Arsenic Rule, Section 141.62(b), 40 Code of Federal Regulations. | Manteca USD will either treat or install a new water source based on the best cost vs. effectiveness evaluation. Connection to the city water may be a possibility if the water is willing to extend their water suppply line out to the school. | 500000 | 2009-01-01 | 10 | Stockton District | Manteca USD - French Camp School
3901169 | 001 | MUSD-NILE GARDEN SCHOOL | G | 15 | P | 804 | The average of 4 sample results of the well in 2006 and 2007 was 23.75 ug/L for arsenic, and exceeds the new MCL for arsenic of 10 ug/L, National Revised Primary Drinking Water Regulations, Federal Arsenic Rule, Section 141.62(b), 40 Code of Federal Regul | The Manteca USD - Nile Garden School Water System has exceeded the Federal MCL for arsenic. The school is exploring treatment as the option to bring the water system back into compilance because there are no municipal water available in the area for cons | 500000 | 2009-01-01 | 10 | Stockton District | Manteca USD - Nile Garden
1000221 | 002 | WASHINGTON UNION HIGH SCHOOL | G | 15 | P | 1150 | Washington Union High School is located in Fresno County at 6041 S. Elm Avenue in the unincorporated community of Easton California. Easton is a few miles southwest of Fresno, California. Easton is a predominantly rural community. However, approximately | Meet with Hydrogeologist to review the water quality information, School's well logs and water quality records. Prepare a Source Water Assessment and submit to CDPH for review and approval. Draft copies of plans, specifications, and estimate of probable c | 537901 | 2010-01-01 | 23 | Fresno District | Well Replacement - DBCP Exceedance (planning)
2000567 | 001 | YOSEMITE HIGH SCHOOL | G | 15 | P | 1200 | Water system has three wells, two are active and one is not connected to the system. The well is not connected to the systems because of high flouride levels. Uranium and arsenic, over the MCL, are also present in at least one of the wells. Quarterly | Hire consultants and/or engineers to find the best fit solution to uranium, flouride and arsenic (after determining non compliance for arsenic), either by drilling a new well, consolidation or treatment. | 100000 | 2009-01-01 | 11 | Merced District | Yosemite High School- uranium, flouride and arsenic removal
3400433 | 002 | EDGEWATER MOBILE HOME PARK | G | 10 | C | 29 | The well has been identified as having a level of arsenic in excess of the 10 ppm as defined by the EPA. | We are exploring filtering to remove arsenic, or drilling a new well. | 100000 | 2010-01-01 | 9 | Sacramento District | Edgewater MHP Arsenic Compliance (2009)
5000218 | 001 | COUNTRY VILLA APTS | G | 10 | C | 30 | The North Well is the sole source of drinking water for the Country Villa Apartments community (80 residents). It was built in 2007 to replace an older, failing drinking water well. The North Well is in violation of the State of California Drinking Wate | The proposed Pilot Study consists of the design/installation of a small scale Arsenic treatment facility which will be installed on the North Well. For the purpose of the Pilot Study, the treatment facility will consist of a series of 3 Arsenic filters w | 25000 | 2009-01-01 | 10 | Stockton District | North Well Arsenic Treatment Pilot Study (2008)
5000218 | 003 | COUNTRY VILLA APTS | G | 10 | C | 30 | Country Villa Apartments, built in 1950 in an unincorporated area of Stanislaus County, has a single well (North Well) that serves 23 service connections (approximately 75 residents). The 400 foot deep North Well, 10 HP pump, 2500 gallon hydropneumatic t | This project provides for the design/ installation of a permanent Arsenic Treatment facility for the North Well. The North Well currently has an Arsenic level of 22 ppb. Built in 2007, the North Well was constructed with a 10 HP pump, 2500 gallon hydrop | 120000 | 2010-01-01 | 10 | Stockton District | North Well Arsenic Treatment Facility
1900785 | 003 | MITCHELL S AVENUE E MOBILE HOME PARK | G | 10 | C | 35 | Water Quality from Well #1 has ARSENIC concentrations that exceed the 0.50 milligrams per liter (mg/L) National Primary Drinking Water Standard Maximum Contaminated Level. The water system has insufficient water storage for fire protection. | The Water system is in need of an additional water source to meet the demands of the community, and to reduce arsenic concentrations. i.e new ground water well. | 500000 | 2009-01-01 | 16 | Central District | Mitchell's Avenue MHP
1600507 | 001 | HARDWICK WATER GROUP | G | 10 | C | 40 | Uranium above MCL | Drill a new well and upgrade distribution system | 1328100 | 2007-01-01 | 12 | Visalia District | Drill new well
3400130 | 003 | GREGG WATER CO | G | 10 | C | 40 | Exceeding the federal arsenic MCL. Manganese MCL is also being exceeded. Need to provide treatment, new source or consolidation. Consolidation is not a likely option. | The porject will need to investigate if a new source is a viable option. Since arsenic tends to be a problem throughout the region a new source is not a likely option. A treatment plant will most likely need to be built to remove arsenic. The existing wel | 50000 | 2009-01-01 | 9 | Sacramento District | Arsenic Removal
0707615 | 001 | DOUBLETREE RANCH WATER SYSTEM | G | 10 | C | 49 | The Doubletree Water system is currently operating under a Compliance Order from Contra Costa Health Services to reduce the levels of Arsenic in our drinking water to below 10 ppb. The Arsenic levels are currently at around 25ppb. We are required to pos | The best solution for reducing our Arsenic levels has been identified as the Adsorption technology. We will be operating a pilot plant to determine the best media for our particular water chemistry, possible media include, iron, alumina, titanium, and re | 60000 | 2010-01-01 | 4 | San Francisco District | Doubletree Ranch HOA Water System Arsenic Mitigation Project
1500561 | 002 | ROUND MOUNTAIN WATER COMPANY | G | 10 | C | 50 | Round Mountain Water Company is currently in violation of the MCL for uranium in Well 001. CDPH has directed the Company to mitigate the violation and the Company's members are notified quarterely of the MCL violation. Public notification has been effec | Round Mountain Water Company proposes to drill a new well to replace Well 001. A new well site has been selected and site control secured from the landowner. The new well is 1,900 feet from the existing well. Planned total depth is 240 feet and flow ex | 125000 | 2010-01-01 | 19 | Tehachapi District | RMWC New Well - Number 3; Uranium Mitigation
1500455 | 001 | WILLIAM FISHER MEMORIAL WATER COMPANY | G | 10 | C | 51 | Arsenic in source water at 16 ug/L. | Install cartridge type arsenic removal system. | 187000 | 2007-01-01 | 19 | Tehachapi District | Cartridge Type Arsenic Removal
1900038 | 001 | LANCASTER PARK MOBILE HOME PARK | G | 10 | C | 53 | Water Quality from Well #1 has ARSENIC concentrations that exceed the 0.50 milligrams per liter (mg/L) National Primary Drinking Water Standard Maximum Contaminated Level. The water system has insufficient water storage for fire protection. | The Water system is in need of an additional water source to meet the demands of the community, and to reduce arsenic concentrations. i.e. new ground water well. | 500000 | 2009-01-01 | 16 | Central District | Lancaster Park Mobile Home Park (Arsenic compliance) (2008)
2700547 | 001 | DESMOND RD WS #03 | G | 10 | C | 55 | Well exceeds chromium and cadmium MCL. | Replace well. This would involve study, design, and construction. | 50000 | 2000-01-01 | 5 | Monterey District
2702439 | 001 | WOODLAND HEIGHTS MWC | G | 10 | C | 57 | We have an arsenic quality standard failure. We are required to issue a quarterly notice to all water consumers due to the fact that the arsenic content in the water supply exceeds the maximum permissible level set by the State and Federal Drinking Water | The project proposed would consist of two tanks with a selective resin option to remove the arsenic. A two tank system is more advantageous so one tank can be serviced while the other remains on-line. The system will be operated as an upflow configurati | 50000 | 2010-01-01 | 5 | Monterey District | Arsenic removal for compliance with new MCL level.
0900102 | 003 | GOLD BEACH PARK | G | 10 | C | 100 | Our drilled well exceeds the MCL for arsenic, public notification is being done quarterly to our users and in our CCR.We have also exceeded the action level for lead. Lead notification is in the process to be issued. | We plan to install treatment works that will maintain the arsenic at a safe level. We need assistance from CRWA to determine the best treatment system to install. For lead, we want to replace piping in the park that may be causing the elevation of lead. | 100000 | 2010-01-01 | 9 | Sacramento District | Adding treatment plant for arsenic and lead
1500585 | 003 | OASIS PROPERTY OWNERS ASSOCIATION | G | 10 | C | 100 | Arsenic Level in the main well (Well 03) is close to the new federal arsenic MCL of 10 ug/L. | Treatment or consolidation with a nearby water system. | 500000 | 2006-01-01 | 19 | Tehachapi District | Treatment or Consolidation for Arsenic
3700962 | 004 | OAKVALE PARK | G | 10 | C | 100 | new holding tank and storage tank,also either a new well or treatment for raidoactive water | the water tanks are old and need to be replaced that hold the water.the water has a high radioactive and needs either a new well or a treatment. | 100000 | 2010-01-01 | 14 | San Diego District | Replace storage tank and treat or replace water source due to radioactive water
1500405 | 003 | AERIAL ACRES WATER SYSTEM | G | 10 | C | 114 | Failure to meet the Arsenic Safe Drinking Water Standard of 10 PPM. Well #1 has an arsenic level of 24 ppm and well #2 has an arsenic level of 27 ppm. These water supplies violate State and Federal safe drinking water standards. | Installation of a water treatment system to remove Arsenic from the systems two wells. A building will be installed to protect the treatment system from the heat and freezing temperature extremes of the desert. The The Mutual also plans to install ab | 600000 | 2008-01-01 | 19 | Tehachapi District | Arsenic removal & waterline replacement
2000550 | 001 | MD#06 LAKE SHORE PARK | G | 10 | C | 130 | SYSTEM WELLS EXCEED THE ARSENIC, URANIUM AND RADIUM MCLs. | CONSTRUCT A WATER TREATMENT PLANT TO REMOVE THE CONTAMINANTS. | 729600 | 2007-01-01 | 11 | Merced District | Construct WTP
5400629 | 001 | SEQUOIA RV RANCH | G | 10 | C | 150 | The Trailer Isle Mobile Home Park provides water to its residents near the unincorporated Tulare County community of Three Rivers in the Sierra Nevada foothills. The water system has one well which exceeds the Maximum Contaminant Level (MCL) for arseni | The proposed Feasibility study would include an analysis of options to provide a reliable source of potable water for the Trailer Isle MHP. In order to determine if a sufficient supply of potable water can be found, at least one test well would be drille | 100000 | 2008-01-01 | 12 | Visalia District | Trailer Isle MHP Safe Drinking Water Feasibility Study
2000506 | 001 | SIERRA LINDA MUTUAL WATER CO | G | 10 | C | 180 | Main well exceeds the uranium MCL. Also, the system has insufficient source capacity. | Drill a new well. | 25000 | 2003-01-01 | 11 | Merced District | New Well
1500424 | 002 | LANDS OF PROMISE MUTUAL WATER ASSOCIATIO | G | 10 | C | 190 | Arsenic in source water at 13 ug/L. | Install arsenic removal facility. | 5000000 | 2007-01-01 | 19 | Tehachapi District | Arsenic Treatment Facility
1900100 | 003 | METTLER VALLEY MUTUAL | G | 10 | C | 200 | Water Quality from Well #1 has ARSENIC concentrations that exceed the 0.50 milligrams per liter (mg/L) National Primary Drinking Water Standard Maximum Contaminated Level. The water system has insufficient water storage for fire protection. | The Water system is in need of an additional water source to meet the demands of the community, and to reduce arsenic concentrations. i.e. new ground water well. | 500000 | 2009-01-01 | 16 | Central District | Mettler Valley Mutual
2000551 | 002 | MD#07 MARINA VIEW HEIGHTS | G | 10 | C | 200 | SYSTEM WELLS EXCEED THE URANIUM MCL. | CONSTRUCT A WATER TREATMENT PLANT TO REMOVE URANIUM. | 608000 | 2007-01-01 | 11 | Merced District | Construct WTP
2000561 | 001 | MD#08 NORTH FORK WATER SYSTEM | G | 10 | C | 264 | Well exceeds the revised arsenic MCL of 10 ppb. | Construct a water treatment plant to remove arsenic. | 650000 | 2007-01-01 | 11 | Merced District | Construct Arsenic Treatment Plant
2910011 | 003 | PLAVADA COMMUNITY ASSOCIATION | G | 10 | C | 300 | The Pla-Vada Community Association (Association) received an Administrative Order (Order) dated 30 September from U.S. Environmental Protection Agency (EPA) pursuant to Section 1414(g) of the Safe Drinking Water Act (SDWA), 421 U.S.C. paragraph 300g-3(g). | To comply with the EPA Order, the Association needs to design and construct the following facilities prior to December 31, 2010:• A new water treatment plant (WTP) with a design flow of 75 gpm to reduce arsenic levels to be constructed at a centralized lo | 861938 | 2010-01-01 | 21 | Valley District | Arsenic Water Treatment Plant and Raw Water Pipeline Construction
3700071 | 002 | HEAVENLY OAKS | G | 10 | C | 300 | The water system has had a High Gross alpha count on more than one occasion. Our moving average gross alpha for the trailing 4 quarter is above the MCL. We are currently sampling every quarter. This is a great burden on the low income residents that are s | Drill a new well.We currently have 2 working wells. Well number 2 produces 25 gallons per minute of low quality water, high in Iron and high gross alpha. While well number 1 produces high quality of water but it only produces 11 gallons per minute. Well | 150000 | 2010-01-01 | 14 | San Diego District | Heavenly Oaks Well Project No. 4 (2009)
5400754 | 002 | SO KAWEAH MUTUAL WATER CO | G | 10 | C | 300 | South Kaweah Mutual water supply comes from three wells in the same vicinity. The long-term average arsenic content is 12 ppb. State and Federal MCL is 10 ppb. Up until now, there has been no economic treatment method identified. Quarterly public noti | There is sufficient space on the well easements to install the ADI Media G2 treatment tanks (adsorbtion). The three wells will be piped to the treatment tanks (longest pipe run 170 feet), and the treated water piped back into the distribution system. An | 100000 | 2010-01-01 | 12 | Visalia District | Arsenic Removal
1500475 | 002 | KRISTA MUTUAL WATER COMPANY | G | 10 | C | 428 | The Krista Mutual Water Company's only well has high levels of Fluoride (2 ppm = 3 month average) and is the community's sole source of water. A second well is needed that supplies clean water and that would provide adequate quantity of supply. Water fr | Purchase of a well site or easement, design and construction of a test well/community well, installation of a pump, electrical system and water lines to connect the well to the existing water system. Other water systems in the area have high Flouride lev | 700000 | 2009-01-01 | 19 | Tehachapi District | Krista Water Well Project
1210024 | 003 | WESTHAVEN C.S.D. | G | 10 | C | 490 | The water system relies on surface water collected in a rewood forest which is treated with slow-sand filtration and sodium hypochlorite disinfection. The source water contains chemical precursors that, when combined with sodium hypochlorite, cause the f | The proposed project is the purchase and installation of a packaged 50 gpm ion exchange filter plant to remove the DBP precursors after filtration of the water and before chlorination.Maximum day demand in the system is approximately 40 gpm, and maximum s | 280000 | 2010-01-01 | 1 | Klamath District | DBP precursor treatment
1510052 | 003 | NORTH EDWARDS WD | G | 10 | C | 597 | System will exceed the new federal arsenic standard of 10 ug/L. | Connect to Antelope Valley East Kern Water Agency (AVEK) or alternate arsenic water treatment | 400000 | 2005-01-01 | 19 | Tehachapi District
1510027 | 001 | DESERT LAKE COMM SERV DIST | G | 10 | C | 600 | Arsenic above the new EPA MCL | Treatment for arsenic | 500000 | 2008-01-01 | 19 | Tehachapi District | Treatment for arsenic (2007)
1510054 | 003 | PINON PINES MWC | G | 10 | C | 740 | Water provided by the system exceeds the allowable MCL of fluoride. Blending with another well does not bring fluoride into compliance with MCL. CDPH requires quarterly notification that will continue until exceedance of fluoride MCL is corrected. A stora | Install a water treatment plant to correct excessive MCL of fluoride. Plant will be a stand alone package unit. Treatment system will require construction of evaporation ponds to allow disposal of treatment medium. Interconnecting pipelines between the tr | 4000000 | 2010-01-01 | 19 | Tehachapi District | Pinon Pines MWC Water Treatment Plant Regulatory Required With System Improvements
1010039 | 009 | CARUTHERS COMM SERV DIST | G | 10 | C | 2103 | Arsenic levels in excess of the MCL in the drinking water for Caruthers Community Service District. | Granular Ferric Hydroxide (GFH) is an adsorption process using ferric-based media to sorb arsenic and other heavy metals from raw water supplies. | 4003100 | 2003-01-01 | 23 | Fresno District | Well 05 Arsenic Treatment
1010039 | 012 | CARUTHERS COMM SERV DIST | G | 10 | C | 2103 | The existing water supply facilities for Caruthers include four (4) wells, Numbers 1, 3, 4, and 5. Well No. 1 (flow rate of 350 gpm) is not used except in the summer months. The four (4) wells have a pumping capacity of 3050 gpm, which is adequate for th | The recommended project includes construction of a new well and abandonment of existing Wells No. 1 and 4. The existing Well No. 5 would remain in use and the water produced would be piped to the new well site. A new well would be constructed with the i | 7174450 | 2010-01-01 | 23 | Fresno District | New Well and Water Treatment Facility
1510002 | 001 | BORON CSD | G | 10 | C | 2500 | Arsenic in the system wells is above the new federal MCL of 10 ug/L, | Arsenic Removal treatment, AVEK water is currently available as a secondary source with low arsenic | 663000 | 2007-01-01 | 19 | Tehachapi District | Arsenic treatment plant
2610003 | 002 | BRIDGEPORT PUD | G | 10 | C | 3000 | Arsenic level in two wells are high (0.039 mg/l) | Install treatment system to meet future MCL.(2006) | 500000 | 2005-01-01 | 13 | San Bernardino District | Arsenic Removal System
5510008 | 011 | LAKE DON PEDRO C S D | G | 10 | C | 3600 | The district is currently out of compliance with our Trihalomethanes (THM). They are above the Drinking Water Standard. We should be at 80 micrograms per liter. Last quarter we reported a level of 83.6. The standard is set to be lowered in the future | Pour a concrete foundation with drainage system for the metal building that will be placed over the clarification basin. Construct the metal building that has already been purchased. Most of the engineering work has been completed for this project. Wit | 140000 | 2010-01-01 | 11 | Merced District | Clarification Basin Building Completion
1510014 | 001 | MOJAVE PUD | G | 10 | C | 3900 | Existing water wells in Cache Creek currently blend the groundwater together and provide water to Mojave. The blended water quality exceeds the new federal arsenic MCL of 10 ug/L | Construction of a new well and blending the new well water with the existing wells to reduce the arsenic level in the water. | 750000 | 2006-01-01 | 19 | Tehachapi District | arsenic treatment
2410012 | 003 | HILMAR COUNTY WATER DISTRICT | G | 10 | C | 5000 | The District presently has two wells (which provide 100% of their water) with arsenic concentrations that exceed 10 ppb. | The District intends to install an above ground storage tank and arsenic removal equipment. | 3500000 | 2008-01-01 | 11 | Merced District | Hilmar County Water District Arsenic Treatment (2007)
5010008 | 002 | HUGHSON, CITY OF | G | 10 | C | 6082 | well 6 arsenic exceeds 10 ppb | install arsenic treatment at well 6 | 2962000 | 2006-01-01 | 10 | Stockton District | Hughson Well 6 Arsenic Treatment (2005)
5010008 | 005 | HUGHSON, CITY OF | G | 10 | C | 6082 | The City provides potable water service by extracting from the Turlock groundwater basin via five active groundwater wells distributed throughout the City. The firm combined well capacity of these existing wells (four active and one out of service or in | The capacity of TID Turnout No. 3 would be 2.0 MGD. The turnout would consist of a new reinforced concrete vault, flow meter, chlorine residual analyzer, flow control valve, piping and valves and site work. The interconnection is in eastern Hughson and | 378500 | 2010-07-01 | 10 | Stockton District | Turlock Irrigation District (TID) Turnout No. 3
5010008 | 010 | HUGHSON, CITY OF | G | 10 | C | 6082 | The City currently relies on groundwater for its sole source of supply. The City is currently under a California Department of Public Health Compliance Order No. 03-10-09CO-001 for Violation of Arsenic MCL. This project will provide a water supply blen | This project will construct a 0.75 million gallon steel storage tank and 2,800 gallon per minute booster pump station. The project would provide for blending of surface water from Turlock Irrigation District with groundwater from City Well 8 for a net ca | 2418000 | 2010-01-01 | 10 | Stockton District | Turlock Irrigation District Turnout (TID) No. 2 (2009)
1510018 | 004 | ROSAMOND CSD | G | 10 | C | 10633 | Rosamond CSD has four wells and all of them are 10 ug/l or higher for arsenic, thereby exceeding the new federal arsenic MCL of 10 ug/L | Install package arsenic removal plant at one well that will be used to remove arsenic from water of two wells (Wells 8 and 9). Blend this water with other well water to get arsenic level below 10 ug/L. | 950000 | 2006-01-01 | 19 | Tehachapi District | arsenic treatment for Wells 8 & 9
1510018 | 005 | ROSAMOND CSD | G | 10 | C | 10633 | Well #7 water exceeds MCL for arsenic. | Design and construct arsenic removal treatment system. | 250000 | 2007-01-01 | 19 | Tehachapi District | Arsenic treatment for Well 7
1510013 | 004 | CITY OF MCFARLAND | G | 10 | C | 12138 | The City of McFarland currently has three active water supply wells. One of the wells is above the chemical MCL for arsenic at 16 ppb and the other two wells are right at or just below the MCL for arsenic at approximately 9 ppb. Changing groundwater lev | The project is to construct a new water supply well, storage tank, and booster pumping plant on the east side of Hwy 99 along Browning Road in Kern County, California. A one-acre (1 ac) well site has already been acquired and a casing hammer test well dr | 3500000 | 2010-01-01 | 12 | Visalia District | Browning Rd Storage Tank and Booster Pumping Plant (2009)
1510013 | 005 | CITY OF MCFARLAND | G | 10 | C | 12138 | The Garzoli water well is the City's primary water supply well. It is located in the City of McFarland in Kern County, California on the west side of town near the intersection of Garzoli Avenue and Kern Avenue. It is a 1,800 gpm well and represents app | The Garzoli Well is an existing water well facility. A negative declaration has already been completed and approved for this project. The Notice of Determination has been filed. The existing water well site is large and can accommodate the well head tr | 2400000 | 2010-01-01 | 12 | Visalia District | Garzoli Water Well Arsenic Treatment (2009)
1510006 | 010 | EAST NILES CSD | G | 10 | C | 25500 | The District has two 210,000-gallon water storage tanks that were erected in the late 1950's that have exceeded their useful life. Multiple leak repairs and structural repairs have been made in the last 10 years. The District at this time is unable to coa | This project involves the construction a 600,000-gallon welded steel tank with ringwall foundation, including valves and yard piping within the tank site. The project includes engineering work - design, construction inspection and administration. The in | 800000 | 2010-01-01 | 12 | Visalia District | Kern Citrus 600,000 Gallon Water Tank
1510029 | 007 | VAUGHN WC INC F | G | 10 | C | 28100 | The Heath No. 1 water well is a 1,000 gpm well in the west area of the Vaughn Water Company system. It is located near the intersection of Heath Road and Rosedale Hwy in Kern County, California, T29S, R26E, M.D.B.&M. The arsenic in the Heath No. 1 well | The project involves an existing water well site - the Heath No. 1 facility. The well site will be modified to install a well head arsenic treatment system to treat a maximum flow of 1,000 gpm utilizing coagulation-filtration. The raw water will be pump | 1900000 | 2010-01-01 | 12 | Visalia District | Heath No. 1 Well Arsenic Treatment
5010028 | 003 | CERES, CITY OF | G | 10 | C | 40943 | The City of Ceres needs two new wells to replace the currently active wells numbers 19 and 22. These wells are located at:Number 19 - 1511 Giddings @ Paramount Ave. Currently operating at approximately 1000 gallons per minuteNumber 22 - Arthur Way behind | Costs included in this project include:Geological analysis, Well drilling costs,Wellhead construction and infrastructure, Connective pipe runs to the city system, Valves, MonitoringTreatment if necessary, andProject and construction management costs | 500000 | 2009-01-01 | 10 | Stockton District | City of Ceres Replacement Wells Project
5010028 | 009 | CERES, CITY OF | G | 10 | C | 40943 | The City Arsenic and Manganese Well Head treatment plant requires upgrades to improve reliablity, online avalability and reduce staff work load while improving safety to the public drinking water effluent.Currently the plant is exposed to the elements and | funding for a building will significantly extend the operational life and reliability of this million dollar treatment facility. Improved controls and analyzers will improve the quality of the effluent and reduce operator workload. this project includes | 200000 | 2010-01-01 | 10 | Stockton District | Repairs to Arsenic and Manganese Treatment Plant
5010028 | 012 | CERES, CITY OF | G | 10 | C | 40943 | Smyrna well exceeds uranium and nitrate maximum contaminant levels (MCL). Arsenic and manganese are also high. This well is very important to the City’s ability to meet peak water demands. In 2006 and 2007, this well was used to meet peak water demands | This project is designed to install a new closed bottom, gravel packed well to mitigate the uranium and nitrate contaminant problem and replace the existing well in order to provide much needed potable water without treatment in an ideal location--in a la | 1000000 | 2010-01-01 | 10 | Stockton District | Well Replacement - Smyrna
1610003 | 003 | HANFORD, CITY OF | G | 10 | C | 53320 | Eighteen of the City's nineteen wells will exceed proposed 10 ug/L arsenic MCL. | Design, purchase and installation of wellhead treatment at each well site. | 8000000 | 2004-01-01 | 12 | Visalia District
3310012 | 011 | ELSINORE VALLEY MWD | G | 10 | C | 121420 | Two active groundwater production wells, originally used for domestic water supply, have been shut down because of elevated arsenic concentrations, i.e., above the 10.0 ug/L arsenic MCL. The combined production capacity of these two wells is about 3.0 mg | The District has an arsenic groundwater treatment plant currently treating arensic contaminated groundwater from two other wells in the same area. The plant is located about 1.3 miles north of the two subject inactive wells with high arsenic. An engineer | 2500000 | 2010-01-01 | 20 | Riverside District | Back Basin Blending Pipeline for Arsenic Contaminated Wells
3310031 | 028 | RIVERSIDE, CITY OF | G | 10 | C | 291398 | Wellhead treatment is required for the following two City of Riverside (City) projects:1. Center Street Well – Historical monitoring data indicated that DBCP was, and currently is, present at levels in excess of the MCL at this well. In order to remove t | The following descriptions are for the two Wellhead treatment projects:1. Center Street Well - This City of Riverside well was drilled in 1990 at the southwest corner of Center Street and Michigan Avenue. Although this well was fully developed and capabl | 6073600 | 2010-01-01 | 20 | Riverside District | WELLHEAD TREATMENT [Center & Palmyrita Wells]
0900210 | 002 | MILLERS HILL SCHOOL | G | 10 | P | 120 | New water lines to transport the potable quality water from west side of property (well #3) to the potable tank. Well #3 currently qualifies under Safe Drinking Water arsenic standards with a recent test of 7.7. During the same process we will divert the | Consolidation is not feasible as the nearest water system is EID and it is about 7 miles away. We are not contiguous to thier service area and it is not likely that EID will be expanding in our direction any time soon.The school district has invested in | 600000 | 2010-01-01 | 9 | Sacramento District | Miller's Hill Pipeline Project
5100149 | 001 | BARRY ELEMENTARY SCHOOL | G | 10 | P | 560 | This public school water system is in violation of CH&SC Section 64432(a) relating to exceeding the arsenic MCL. This water system is temporarily providing bottled water due to a DOH compliance order for exceedance of the arsenic MCL. Notification is re | This water system serves a rural public school at some distance from any other water system so consolidation is not appropriate. The system is currently working with a qualified engineer to develop an appropriate treatment plant for a system of this size | 350000 | 2010-01-01 | 21 | Valley District | Barry Elementary School well arsenic treatment project
4000512 | 002 | BELLA VISTA MOBILE LODGE | G | 5 | C | 200 | Exceedance of a Chemical MCL and public notification is currently in effect. | Installation of treatment equipment to bring arsenic level to within California Department of Public Health guidelines. | 55000 | 2010-01-01 | 6 | Santa Barbara District | Wells 1 & 2 arsenic treatment project
2600620 | 003 | MOUNTAIN MEADOWS MWC | G | 5 | C | 225 | Category G - violation of uranium mcl. Currently under notification to users | Construction of water treatment facility and supporting infrastructure for the removal of uranium. | 250000 | 2010-01-01 | 13 | San Bernardino District | Uranium Removal/Treatment Plant
2210924 | 002 | YOSEMITE WEST WATER SYSTEM | G | 5 | C | 300 | EXCEED THE COPPER ACTION LEVEL IN THE DISTRIBUTION SYSTEM. | CONDUCT A STUDY, DESIGN AND CONSTRUCT TREATMENT FACILITIES TO ELIMINATE THE HIGH COPPER LEVELS IN THE SYSTEM. | 100000 | 1998-01-01 | 11 | Merced District | Exccedance of Copper (Primary Standard) (1997)
5410033 | 005 | PRATT MUTUAL WATER CO | G | 5 | C | 1500 | The Pratt Mutual Water Company provides domestic water to the unincorporated Tulare County community of Matheny Tract located south of the City of Tulare. The water system serves approximately 300 residences. The system is supplied by three water wells. | The proposed project would provide an intertie with the City of Tulare. There would be a likelihood of multiple connection points and a looping of the system to provide adequate flow and pressure to the customers in Matheny Tract. Potentially another well | 5948000 | 2010-01-01 | 12 | Visalia District | Pratt MWC Water System Intertie/Consolidation Project
2610001 | 009 | MAMMOTH CWD | G | 5 | C | 8214 | Mammoth Community Water District (MCWD) customers have seen a continued exceedence of the Safe Drinking Water Act (SDWA) Lead and Copper Rule. MCWD has given Teir II public notification to District customers regarding non-compliance with the Lead and Copp | Upon the recomendation of HDR Engineering, Mammoth Community Water District proposes to add caustic soda chemical treatment to the Lake Mary Treatment Plant water supply prior to the water entering the distribution system. Proposed plant modifications wou | 685000 | 2010-01-01 | 13 | San Bernardino District | MCWD: Lake Mary Treatment Plant Corrosion Control Project
3410011 | 005 | GALT, CITY OF | G | 5 | C | 22982 | The project will address arsenic treatment for the existing Golden Heights water treatent facility and the newly constructed Monterey Bay well. Both wells exceed the new federal arsenic rule that has been recently adopted by the State of California which | The Monterey Bay Well along with its raw water pipeline to the Golden Heights WTP has recently been constructed and needs additional treatment equipment in order to meet current and new drinking water regulations before it is put into service.The City pla | 1600000 | 2010-01-01 | 9 | Sacramento District | Golden Heights Water Treatment Facility Phase 3 Project
3410011 | 006 | GALT, CITY OF | G | 5 | C | 22982 | Most of the City of Galt wells have historically required iron and manganese treatment to meet state drinking water standards. In addition, most of these same wells now require arsenic treatment to meet new drinking water standards recently adopted by the | This Kost well project includes site exploration, test hole/monitoring well construction, well design, plans and specifications preparation, and well construction. Installation of the test hole/monitoring well and final design is anticipated to be complet | 772000 | 2010-01-01 | 9 | Sacramento District | Kost Well Project
5403103 | 001 | TRACT 327 MUTUAL WATER CO | G | 0 | C | 24 | Tract 327 Mutual Water Company, since mandatory monitoring has been initiated has experienced high levels of Uranium. The well is of a “wagon wheel” type that was developed further and made for use in 1959 when the housing tract was built. The levels of | Tract 327 Mutual Water Company currently has two wells. The main well (well number 1) which supplies the needed volume of water has always testes high for Uranium and therefore has never been below the State’s maximum allowed number. Our second well doe | 20000 | 2009-01-01 | 12 | Visalia District | Tract 327 Mutual Water Company New Well Proposal
2000828 | 001 | SHADY OAKS MOBILE HOME PARK | G | 0 | C | 40 | Contaminants have been discovered during routine testing. Laboratory testing showed higher than normal levels of Uranium putting water system out of local compliance. | Installation of treatment, filtration, and monitoring equipment capable of handling a 60 gpm facility. | 35000 | 2007-09-01 | 11 | Merced District | Shady Oak Mobile Home Park Water Treatment
5800878 | 001 | GEORGE AVENUE APARTMENTS | G | 0 | C | 40 | This very small community PWS (15 connections) has only one water source and it tested above the standard for arsenic. The quarterly average for 2007 was twice the new federal standard. | The parcel that supports this PWS is relatively small with numerous septic systems on it, so drilling a new well is not feasible. Installing treatment at the wellhead is one option and a permanent intertie with the Olivehurst Public Utilities District is | 200000 | 2009-01-01 | 21 | Valley District | Arsenic Treatment
1502724 | 001 | QUAIL VALLEY WATER DIST-EASTSIDE SYSTEM | G | 0 | C | 50 | Source water exceeds MCL for arsenic. | Drill new well or install treatment to remove arseinc. | 500000 | 2007-01-01 | 19 | Tehachapi District | Arsenic Problem Solution
2000800 | 001 | MAHAL APARTMENTS | G | 0 | C | 50 | This water system serves a low income community , dependent on a single source that exceeds the MCL for Gross Alpha. There is also no storage capacity on site. The water system consists of 20 apartment units. | Hire consultants and engineers to find best fit solution - either to drill a new well, consolidate with another water system or provide treatment. | 100000 | 2009-01-01 | 11 | Merced District | Mahal Apts.- New well construction
4900575 | 002 | LOCH HAVEN MUTUAL WATER COMPANY | G | 0 | C | 50 | The Loch Haven Mutual Water Company is currently out of compliance with the State of California Arsenic Maximum Contaminant Level (MCL) which was recently adopted in December of 2008 and has subsequently received a compliance order 02-18-08CO-006 from the | Loch Haven Mutaul Water Company has 19 water connections to residences on the system. Currently the Loch Haven Mutual Water Company has been evaluating the best long term solution and has been working with an engineering firm, water treatment companies an | 250000 | 2010-01-01 | 18 | Sonoma District | Loch Haven Mutual Water Company - Arsenic Treatment Project
2702148 | 003 | ASOLEADO MWC | G | 0 | C | 52 | GRANT APPLICATION FOR NEW WELL TO CORRECT FLUORIDE CONTAMINANT PROBLEM, WATER SYSTEM UPGRADES Asoleado Mutual Water Company (AMWC) is a small rural non- profit community water system located in Carmel Valley, California. Asoleado commu | Resolving Fluoride Contaminant Problem:Various water treatment options to correct excessive fluoride problem in newest well were explored and ultimately ruled out because of the long term maintenance costs beyond what Asolea | 350000 | 2009-01-01 | 5 | Monterey District | Fluoride Contamination Solution/New Well
1503226 | 001 | QUAIL VALLEY WATER DIST-WESTSIDE SYSTEM | G | 0 | C | 60 | Source water exceeds arsenic MCL and antimony and fluoride | Drill new well or install treatment. | 500000 | 2007-01-01 | 19 | Tehachapi District | Arsenic Problem Solution
2702003 | 002 | VIERRA MEADOWS MWC | G | 0 | C | 75 | Vierra Meadows Mutual Water Co. has 2 ground water wells. They are both contaminated with Arsenic, a primary constituent. They are also over the secondary MCL for Iron and Manganese. The Arsenic levels range up to 84 ug/l and fluctuate by the season. Iron | Due to the geographical location of Vierra Meadows Mutual Water Co. , consolidation is not feasible. We have chosen an adsorbtion method of removing Arsenic since disposal of Co-precipitated Arsenic is too expensive. We propose to install a greensand Iron | 150000 | 2008-01-01 | 5 | Monterey District | Design & Construct Source Water Arsenic Treatment Facility
3400149 | 002 | RANCHO MARINA | G | 0 | C | 75 | Current water source is secure. The project will address a facility to treat increased levels of iron and manganese and arsenic. A secondary funding need is to rebuild and secure the treatment facility enclosure. | There is an exisiting treatment facility that treats iron and manganese. The facility must be altered to increase filtering capacity for removal of iron and manganese. The facility also has been monitored and proven to reduce arsenic levels in the raw | 30000 | 2009-01-01 | 9 | Sacramento District | Rancho Marina - Arsenic compliance
2701670 | 002 | LANGLEY/VALLE PACIFICO WS | G | 0 | C | 81 | The wells that provide water to the Langley/Valle Pacifico system all contain arsenic. The largest and primary well has arsenic levels that exceed action levels. These levels constitute a clear threat to the health and safety of the residents of the a | The proposed project will include the drilling and development of an offsite well and a delivery pipeline to provide an alternative source of water for the Langley/Valle Pacifico system. The project will include additional storage tanks and not more than | 480000 | 2008-01-01 | 5 | Monterey District | Langley/Valle Pacifico Well Replacement/Pipeline Project
2700799 | 002 | VISTA DEL TORO WS | G | 0 | C | 87 | Arsenic and cadmium over MCL | treatment for Arsenic and cadmium removal | 175000 | 2007-01-01 | 5 | Monterey District | Arsenic/Cadmium Treatment
1000238 | 001 | CAMDEN TRAILER PARK | G | 0 | C | 90 | System supplied by one well. If it goes out due to drought the system will be out of water; well contamination; | Drill a new well or interconnect if possible. | 200000 | 2009-01-01 | 23 | Fresno District | New well to augment single well
1907014 | 001 | NORTH TRAILS MUTUAL WATER CO | G | 0 | C | 100 | Water Quality from 7 wells exceeds the maximum contaminant level for nitrate, uranium, gross alpha. The project consists of acquiring new well site, drilling a test well, design and construction of a new well, connection to the water distribution system. | The project is a community water system consisting of 60-100 connections and a ground water source.The water system is in need of upgrades to their treatment equipment for nitrate. | 500000 | 2009-01-01 | 16 | Central District | North Trails Mutual Water Co
3100033 | 003 | TAHOMA MEADOWS MUTUAL WATER COMPANY | G | 0 | C | 120 | Our current arsenic levels are approximately 20-25 ppb and we need to reduce that to below the EPA MCL for Arsenic which is 10 ppb.Placer County LPA directive is to do public notification,seek alternative sources of supply and/or evaluate treatment optio | Installation of an arsenic filtration system with capacity for 40 GPM:Product Description/Equipment SpecificationsEF Series Arsenic Reduction FiltersModel EFASGeneral Description:Siemens Water Technologies EF Series arsenic reduction filters reduce the am | 50000 | 2009-01-01 | 2 | Lassen District | Tahoma Meadows Mutual Water Company Arsenic Reduction
3500904 | 001 | HOLLISTER RANCH ESTATES | G | 0 | C | 150 | Well water has high radioactivity. | drill a new well or install treatment | 200000 | 2002-01-01 | 5 | Monterey District | Elevated radioactivity
1000042 | 002 | FCWWD #40/SHAVER SPRINGS | G | 0 | C | 172 | All 5 wells that served WWD 40 have been contaminated with uranium, nitrates, or run dry. As a result, the District no longer possesses drinking water. Currently, bottled water is being consumed by the residents of the District. A feasability study ind | funds will be use to conduct hydrogeological tests on each of the identified wells from a prior feasability study and on any new well that we identify that may be located closer to the District. The hydrogeologi | 500000 | 2009-01-01 | 23 | Fresno District | Alternate water sources - Uranium and nitrate contamination
2800516 | 003 | TUCKER ACRES MUTUAL WATER CO. | G | 0 | C | 200 | Water quality: The primary well exceeds the standards for arsenic, chromium, color, iron, manganese, odor and turbidity. The back-up well exceeds the standards for arsenic, iron and manganese. Water storage: The system can only provide maximum daily d | This system is a community system serving approximately 40 homes, that does not have access to another public water system for consolidation. To bring the system into compliance, treatment would be needed to remove aresenic, chromium, iron and manganese. | 100000 | 2009-01-01 | 3 | Mendocino District | Tucker Acres Mutual Water Arsenic and Chromium
3301755 | 001 | Sunbird Mobile Home Park | G | 0 | C | 258 | Sunbird Mobilehome Park services approxamently 300 people. We have tested for arsenic annually, we are currantly above the allowed mcls. Over the past 20 years of testing we are anywhere between 10 mcls-18mcls. With the new federal standards at 10mcl | The preferred project would be to consolidate with the CVWD. The project would consist of installing an appropriately sized transmission line form the nearest viable connection point as identified by CVWD, installed in county right of ways. And replace | 2000000 | 2008-01-01 | 20 | Riverside District | Sunbird Mobilehome Park (2007)
1510016 | 004 | RAND COMMUNITIES CWD - RANDSBURG | G | 0 | C | 344 | Funding for arsenic treatment: Well #1. | We need to construct an arsenic treatment plant on our Well number 1. | 500000 | 2008-01-01 | 19 | Tehachapi District | Arsenic Treatment (2007)
2110001 | 033 | INVERNESS PUBLIC UTILITY DIST | G | 0 | C | 702 | The Inverness Public Utility District (IPUD) is in non-compliance with treated drinking-water maximum contaminant levels (MCLs) for disinfection byproducts (DBPs) set by both State and Federal Drinking Water Quality Standards. Total Trihalomethanes (TTHMs | The Inverness Public Utility District (IPUD) contracted with SPH Associates Consulting Engineers (SPH) of Cameron Park, CA to have SPH evaluate potential solutions to remove disinfection byproducts (DBPs) from IPUD treated drinking water and thereby gain | 279000 | 2009-01-01 | 18 | Sonoma District | Water Treatment Facilities Improvements: Control of Chlorine Disinfection By Products
1910075 | 019 | LOS ANGELES CO WW DIST 21-KAGEL CANYON | G | 0 | C | 998 | District 21 is a small community water system serving residents living in Kagel Canyon, in an unincorporated area of Los Angeles County. The District's water distribution system consists of approximately seven miles of old and undersized water mains, two | The purpose of the proposed project is to thoroughly mix the water in the tank to eliminate temperature stratification and stagnant water conditions, which will provide a uniform short water age. To accomplish this goal, the District proposes using one of | 20000 | 2009-01-01 | 16 | Central District | Improving Water Quality in the Kagel Canyon West Tank
1910075 | 020 | LOS ANGELES CO WW DIST 21-KAGEL CANYON | G | 0 | C | 998 | District 21 is a small community water system serving residents living in Kagel Canyon, in an unincorporated area of Los Angeles County. The District's water distribution system consists of approximately seven miles of old and undersized water mains, two | The purpose of the proposed project is to thoroughly mix the water in the tank to eliminate temperature stratification and stagnant water conditions, which will provide a uniform short water age. To accomplish this goal, the District proposes using one of | 20000 | 2009-01-01 | 16 | Central District | Improving Water Quality in the Kagel Canyon East Tank
5710011 | 001 | WILD WINGS GOLF COMMUNITY | G | 0 | C | 1187 | Wild Wings County Service Area Public Water System is experiencing a problem with Arsenic contamination in one of its 2 drinking water source wells. Currently this well is not in use and will need to be changed to a standby source. The problem with this i | This Project for Arsenic Removal within the Wild Wings County Service Area for the 2,000 gpm system would incorporate the use of filter vessels. The AS Removal system utilitzes two 14 foot diameter vessels in parallel. They will utilize Bayoxide Pellets, | 600000 | 2010-01-01 | 9 | Sacramento District | Arsenic Treatment for the Wild Wings County Service Area Water System
4110010 | 054 | MONTARA WATER AND SANITARY DISTRICT | G | 0 | C | 5412 | Montara Water and Sanitary District (District) obtains 60 percent of its potable water from three groundwater wells at the Half Moon Bay Airport. These wells are contaminated with TCP, manganese, and exhibit high water corrosivity. These contamination le | This project will install facilities to treat up to 255 gallons per minute of groundwater pumped from three existing water production wells at the Half Moon Airport to bring the wells into compliance with all State and Federal requirements. The treatment | 800000 | 2010-01-01 | 17 | Santa Clara District | Airport Wells' LCR Compliance Project
4910011 | 004 | SEBASTOPOL, CITY OF | G | 0 | C | 7750 | Water System problem is in violation of U.S. EPA Arsenic Rule of 10 ppb at two System Wells, #06 & #07. These System Wells exceed the arsenic standard by 5-8 ppb. Currently issuing quarterly Public Notice to customers for arsenic violation, per Complian | Purchase and install adsorption arsenic treatment system designed for treatment flow rate of 2,000 gpm, average arsenic influent level of 15 ppb, effluent target arsenic level of 8 ppb, and a 100% well utilization rate.Project will involve reconfiguration | 2169000 | 2010-01-01 | 18 | Sonoma District | Well 6 & Well 7 Arsenic Treatment System
3610112 | 005 | HELENDALE COMMUNITY SERVICE DISTRICT | G | 0 | C | 8646 | Problem:The Helendale Community Services District assumed operations from the County of San Bernardino Special District’s Department on April 1, 2007. The water supply consists of seven production wells. There are three main production wells that excee | Problem:The Helendale Community Services District assumed operations from the County of San Bernardino Special District’s Department on April 1, 2007. The water supply consists of seven production wells. There are three main production wells that excee | 2750000 | 2008-01-01 | 13 | San Bernardino District | Arsenic Supply Alternatives- New Source Development
1910203 | 005 | LOS ANGELES CWWD 40, R24, 27,33-PEARBLSM | G | 0 | C | 9777 | The Los Angeles County Waterworks District No. 40 receives its water supply from the Antelope Valley-East Kern Water Agency (AVEK) and the District’s wells in the Antelope Valley Groundwater Basin. AVEK gets its water from the Sacramento River/San Joaqui | The purpose of the proposed project is to thoroughly mix the water in the tank to eliminate temperature stratification and stagnant water conditions, which will provide a uniform, short water age. To accomplish this goal, the District proposes using one o | 20000 | 2009-01-01 | 16 | Central District | Improving Water Quality in the 116th St. Tank (DBP formation)
1910203 | 006 | LOS ANGELES CWWD 40, R24, 27,33-PEARBLSM | G | 0 | C | 9777 | The Los Angeles County Waterworks District No. 40 receives its water from the Antelope Valley-East Kern Water Agency (AVEK) and the District’s wells in the Antelope Valley. AVEK currently disinfects with chlorine but plans to switch to chloramines in 200 | The purpose of the proposed project is to thoroughly mix the water in the tank to eliminate temperature stratification and stagnant water conditions, which will provide a uniform short water age. To accomplish this goal, the District proposes using one of | 20000 | 2009-01-01 | 16 | Central District | Improving Water Quality in the Littlerock Tank
3910015 | 003 | CITY OF LATHROP | G | 0 | C | 12427 | Arsenic in existing City wells above new MCL | Design and construct Arsenic treatment for Lathrop wells. | 7500000 | 2004-01-01 | 10 | Stockton District | Arsenic Treatment
3910015 | 005 | CITY OF LATHROP | G | 0 | C | 12427 | The City of Lathrop current groundwatter supply does not met the new drinking water regulations for arsenic levels. The City is currently designing a new Arsenic removal plant and it is scheduled to start construction in Spring of 2010. In addition to the | Installation of approximately 11,000 Linear feet of water transmission mains varying in size from 12inch to 24 inch in diameter. These mains will convey the raw water from the groundwater wells 6, 7 8 9 and 10 to the new Arsenic Removal treatment plant (s | 1800000 | 2010-01-01 | 10 | Stockton District | Water Mains from Water wells, 6, 7 8 9 and 10 to the New Arsenic Removal Treatment Plant
3910015 | 006 | CITY OF LATHROP | G | 0 | C | 12427 | Well 21 was recently constructed. the well has bacteria contamination and the groundwater also does not met the new regulation for aresenic levels. This project will provide for the removal of arsenic and the bacteria. So that this water well can be part | Installation of a oxidation filtration system to remove the arsenic and installation of pipng to flush the bacteria from the well which is contained in a localized area of the well. Additional treatment to removed the bacteria is included if the flushing | 2000000 | 2010-01-01 | 10 | Stockton District | Removal of Arsenic and Bacteria from Well 21
3910015 | 007 | CITY OF LATHROP | G | 0 | C | 12427 | The City of Lathrop Groundwater wells provide a groundwater which does not meet the new drinking water standard of 10 ppb for arsenic. The wells currently deliver water which ranges from 17 to 20 ppb. This project will provide a treatment facilty which w | The new arsenic reduction treatment facilty will involve raw water blending; coagulation of arsenic using ferric cloride and sodium hypochlorite. The treatment will consist of a ph control by using CO2 and air stripping with deep bubble aeration. Solids h | 15000000 | 2010-01-01 | 10 | Stockton District | Arsenic Reduction Faclity, City of Lathrop Municipal Water Supply Wells
1510012 | 007 | LAMONT PUBLIC UTILITY DIST | G | 0 | C | 13296 | Lamont Public Utility District Well # 14 was taken off line due to excessively high arsenic and a collapsed casing. The proposed project is to perform a groundwater study of this site to gather the necessary information for redrilling to a different aqui | The proposed project is to first perform environmental clearance for the new well site. Secondly, perform a groundwater study at the new well site location and gather the necessary information for redrilling to a deeper aquifer where arsenic is not prese | 2500000 | 2009-01-01 | 12 | Visalia District | Well 14 Relocation (2008) arsenic compliance
3410016 | 003 | ORANGE VALE WATER COMPANY | G | 0 | C | 17500 | The Orange Vale Water Company (OVWC) is located in northeast Sacramento County, encompasses approximately 4.8 square miles and serves approximately 17,500 customers. OVWC now receives 100% of their supply from surface water supplies through its parent wh | This project would include treatment of groundwater from the newly installed Well No. 3 and potentially from existing Well No. 1 and would provide up to 2,000 AFY of reliable water supply for the OVWC. More specifically the tasks would include the additi | 650000 | 2009-01-01 | 9 | Sacramento District | OVWC Well No. 3 Perchlorate Treatment Project
4210001 | 008 | CARPINTERIA VALLEY WATER DISTRICT | G | 0 | C | 18700 | Water Quality: The Carpinteria Valley Water District relies on surface water sources and groundwater sources to supply its customers with potable water. The local surface water source is treated at a conventional water treatment plant and then conveyed to | CVWD is proposing to rehabilitate the El Carro Well, which is currently inactive due to sanding. This project is to improve water quality and water reliability. This project will be shovel- ready by June 2009. The Project consists of re-drilling the wel | 2000000 | 2010-01-01 | 6 | Santa Barbara District | El Carro Well Rehabilitation Project
3410011 | 002 | GALT, CITY OF | G | 0 | C | 22982 | The project will address arsenic treatment at 4 city ground water treatment plants where 5 of the City's wells are treated and are currently out of compliance with primary drinking water standards for arsenic. California's adoption of EPA's Arsenic Rule h | The City of Galt water treatment plant's for this project are known as Carillion, Golden Heights, Fumasi, and Gateway. These sites that are in need of arsenic treatment currently have a greensand/limestone filtration system in place for the removal of man | 1822000 | 2009-01-01 | 9 | Sacramento District | Arsenic Treatment Project-Carillion, Golden Heights, Fumasi, and Gateway
1510017 | 004 | INDIAN WELLS VALLEY W.D. | G | 0 | C | 30000 | Four of the 11 active wells in the District's system exceed the 10 ug/L arsenic maximum contaminent level (MCL) as established by the US Environmental Protection Agency and the California Department of Public Health. The average arsenic levels for two we | To bring the arsenic levels at these four wells into compliance, the District plans to construct two treatment facilities, one at the site of each of the two wells with the highest arsenic levels. Water from the two wells with the lower levels will be bl | 8000000 | 2010-01-01 | 19 | Tehachapi District | Arsenic Treatment and Blending Facilities (2009)
3910005 | 002 | MANTECA, CITY OF | G | 0 | C | 66451 | Wells 5 and 9 have been abandoned due to the cost of installing arsenic treatment and security upgrades combined with the age (remaining useful life) and capacity of the two wells. Well 5 also has elevated nitrate that required continuous monitoring to a | The project involves construction of new well to replace the two abandoned wells. Tentative location is the Southside Park. The project will involve the following three phases, a test well, a production well and the well improvements. The test well to | 2000000 | 2009-07-01 | 10 | Stockton District | Well 5 and 9 Replacement
3610064 | 005 | EAST VALLEY WATER DISTRICT | G | 0 | C | 68000 | Historically, the EVWD has been in compliance with Stage 1 D/DBP Rule requirements because compliance was based on averaging results from samples collected throughout the distribution system. In addition, treatment requirements for improved disinfections | The modernization of the current District plant 134 will update the plant to comply with new regulations, and increase the supply of potable water to the public. The plant currently delivers 4.0 MGD of potable water to the residents of Highland. Upon comp | 11500000 | 2008-01-01 | 13 | San Bernardino District | Plant 134 (Disinfectant - DBP compliance) (2007)
4210010 | 004 | CITY OF SANTA BARBARA WATER DEPARTMENT | G | 0 | C | 94370 | The historical DBP data from the existing sample sites shows that when the LRAA goes into effect, the City of Santa Barbara (City) and districts will be out of compliance with Stage 2 DBP Rule. The City has LRAA compliance numbers as high as 120 ug/l. W | Ozone/CO2 addition to the Cater Water Treatment PlantWithout the addition of the Ozone process to Cater Water Treatment facility, the City of Santa Barbara (City), Montecito Water District and Carpinteria Valley Water District face non-compliance with t | 14400000 | 2007-01-01 | 6 | Santa Barbara District | Ozone/CO2 addition to the Cater Water Treatment Plant
1910070 | 030 | LOS ANGELES CO WW DIST 4 & 34-LANCASTER | G | 0 | C | 144215 | The Los Angeles County Waterworks District No. 40 receives its water from the Antelope Valley-East Kern Water Agency (AVEK) and the District’s wells in the Antelope Valley. AVEK currently disinfects with chlorine but plans to switch to chloramines in 200 | The purpose of the proposed project is to thoroughly mix the water in the tank to eliminate temperature stratification and stagnant water conditions, which will provide a uniform short water age. To accomplish this goal, the District proposes using one of | 52500 | 2009-01-01 | 16 | Central District | Improving Water Quality in the M-5E Tanks (2008)
1910070 | 031 | LOS ANGELES CO WW DIST 4 & 34-LANCASTER | G | 0 | C | 144215 | This project targets arsenic contamination in drinking water. Arsenic has been shown to negatively impact human health and is considered one of the primary causes of cancer in the world. The Safe Drinking Water Act Amendment of 1996 required the United | This project will reduce arsenic levels from the groundwater pumped from Well No. 4-83 ensuring compliance with the new arsenic standard of 10 ppb. To accomplish this goal, the District proposes using one of the commercially available ion exchange system | 632034 | 2009-01-01 | 16 | Central District | Arsenic Treatment in Well 4-83
1910070 | 032 | LOS ANGELES CO WW DIST 4 & 34-LANCASTER | G | 0 | C | 144215 | This project targets arsenic contamination in drinking water. Arsenic has been shown to negatively impact human health and is considered one of the primary causes of cancer in the world. The Safe Drinking Water Act Amendment of 1996 required the United | This project will reduce arsenic levels from the groundwater pumped from Well No. 4-84 ensuring compliance with the new arsenic standard of 10 ppb. To accomplish this goal, the District proposes using one of the commercially available ion exchange system | 449345 | 2009-01-01 | 16 | Central District | Arsenic Treatment in Well 4-84
1910070 | 033 | LOS ANGELES CO WW DIST 4 & 34-LANCASTER | G | 0 | C | 144215 | This project targets arsenic contamination in drinking water. Arsenic has been shown to negatively impact human health and is considered one of the primary causes of cancer in the world. The Safe Drinking Water Act Amendment of 1996 required the United | This project will reduce arsenic levels from the groundwater pumped from Well No. 4-82 ensuring compliance with the new arsenic standard of 10 ppb. To accomplish this goal, the District proposes using one of the commercially available ion exchange system | 449345 | 2009-01-01 | 16 | Central District | Arsenic treatment in Well 4-82
1910070 | 034 | LOS ANGELES CO WW DIST 4 & 34-LANCASTER | G | 0 | C | 144215 | Los Angeles County Waterworks District No. 40 receives its water from the Antelope Valley-East Kern Water Agency (AVEK) and the District’s wells in the Antelope Valley. AVEK currently disinfects with chlorine but plans to switch to chloramines in 2009. W | The purpose of the proposed project is to thoroughly mix the water in the tank to eliminate temperature stratification and stagnant water conditions, which will provide a uniform short water age. To accomplish this goal, the District proposes using one of | 40000 | 2009-01-01 | 16 | Central District | Improving Water Quality in the M8-75W Tanks
1910070 | 035 | LOS ANGELES CO WW DIST 4 & 34-LANCASTER | G | 0 | C | 144215 | Los Angeles County Waterworks District No. 40 receives its water from the Antelope Valley-East Kern Water Agency (AVEK) and the District’s wells in the Antelope Valley. AVEK currently disinfects with chlorine but plans to switch to chloramines in 2009. W | The purpose of the proposed project is to thoroughly mix the water in the tank to eliminate temperature stratification and stagnant water conditions, which will provide a uniform short water age. To accomplish this goal, the District proposes using one of | 40000 | 2009-01-01 | 16 | Central District | Improving Water Quality in the Tierra Subida Tanks
1910070 | 036 | LOS ANGELES CO WW DIST 4 & 34-LANCASTER | G | 0 | C | 144215 | Los Angeles County Waterworks District No. 40 receives its water from Antelope Valley-East Kern Water Agency (AVEK) and the District’s wells in the Antelope Valley. AVEK currently disinfects with chlorine but plans to switch to chloramines in 2009. Withi | The purpose of the proposed project is to thoroughly mix the water in the tank to eliminate temperature stratification and stagnant water conditions, which will provide a uniform short water age. To accomplish this goal, the District proposes using one of | 40000 | 2009-01-01 | 16 | Central District | Improving Water Quality in the City Ranch North Tanks
1910070 | 037 | LOS ANGELES CO WW DIST 4 & 34-LANCASTER | G | 0 | C | 144215 | Los Angeles County Waterworks District No. 40 receives its water from the Antelope Valley-East Kern Water Agency (AVEK) and the District’s wells in the Antelope Valley. AVEK currently disinfects with chlorine but plans to switch to chloramines in 2009. W | The purpose of the proposed project is to thoroughly mix the water in the tank to eliminate temperature stratification and stagnant water conditions, which will provide a uniform short water age. To accomplish this goal, the District proposes using one of | 40000 | 2009-01-01 | 16 | Central District | Improving Water Quality in the P-10W Tanks
1910070 | 038 | LOS ANGELES CO WW DIST 4 & 34-LANCASTER | G | 0 | C | 144215 | Los Angeles County Waterworks District No. 40 receives its water from the Antelope Valley-East Kern Water Agency (AVEK) and the District’s wells in the Antelope Valley. AVEK currently disinfects with chlorine but plans to switch to chloramines in 2009. W | The purpose of the proposed project is to thoroughly mix the water in the tank to eliminate temperature stratification and stagnant water conditions, which will provide a uniform short water age. To accomplish this goal, the District proposes using one of | 52500 | 2009-01-01 | 16 | Central District | Improving Water Quality in the M-7W Tank
1910070 | 039 | LOS ANGELES CO WW DIST 4 & 34-LANCASTER | G | 0 | C | 144215 | The Los Angeles County Waterworks District No. 40 receives its water supply from the Antelope Valley-East Kern Water Agency (AVEK) and the District’s wells in the Antelope Valley Groundwater Basin. AVEK gets its water from the Sacramento River/San Joaqui | The purpose of the proposed project is to thoroughly mix the water in the tank to eliminate temperature stratification and stagnant water conditions, which will provide a uniform, short water age. To accomplish this goal, the District proposes using one o | 40000 | 2009-01-01 | 16 | Central District | Improving Water Quality in the Ana Verde Tanks
1910070 | 040 | LOS ANGELES CO WW DIST 4 & 34-LANCASTER | G | 0 | C | 144215 | The Los Angeles County Waterworks District No. 40 receives its water from the Antelope Valley-East Kern Water Agency (AVEK) and the District’s wells in the Antelope Valley. AVEK currently disinfects with chlorine but plans to switch to chloramines in 200 | The purpose of the proposed project is to thoroughly mix the water in the tank to eliminate temperature stratification and stagnant water conditions, which will provide a uniform short water age. To accomplish this goal, the District proposes using one of | 40000 | 2009-01-01 | 16 | Central District | Improving Water Quality in the Rancho Vista Tanks (2008)
5000335 | 002 | BRETHREN HERITAGE SCHOOL, INC | G | 0 | P | 25 | The running average of Arsenic levels at Brethren Heritage School Water System exceeds the EPA MCL of 10 ppb for drinking water. The State of California has adopted the 10 ppb for Arsenic as well. The running average at Brethren Heritage School Water Syst | Brethren Heritage Water System needs help solving its Arsenic problem. Filtration has been offered as a solution, but vendors feel they can reduce, but not remove arsenic completely. Drilling a new well or perhaps drilling current well deeper has a small | 10000 | 2009-01-01 | 10 | Stockton District | Brethren Heritage School PreApp
2702050 | 002 | CHURCH OF THE GOOD SHEPHERD WS | G | 0 | P | 50 | Water System is contaminated with arsenic, and is therefore a hazard for anyone to drink, and even use to any great extent. | We are planning on fitting our system with a Culligan ASM2-2 lead/lag configuration Arsenic Exchange Tank SystemIncludes totalizing water meter, 20” pre sediment filter, pressure gauges, sample ports, and piping. We will then have an Independent Testing | 13000 | 2008-01-01 | 5 | Monterey District | Episcopal Church of the Good Shepherd in Corral de Tierra PreApp
5100145 | 001 | WINSHIP ELEMENTARY SCHOOL | G | 0 | P | 50 | Our water exceeds the MCL for arsenic. | We need to install an absorptive treatment system. | 300000 | 2009-01-01 | 21 | Valley District | Winship Elementary School arsenic
2800840 | 002 | NAPA COUNTY SCHOOLS: POPE VALLEY | G | 0 | P | 100 | High disinfection by-products present in surface water tratment resulting in exceeding HAA-5 and TTHM limits resulting in multiple violations. | Install monitoring instrumentation to measure changes in treatment process for effectiveness in reducing TTHM and HAA-5 levels that are exceeding MCL limits. Additional instrumentation (SCADA) will better monitor plant performance and replace limited mon | 80000 | 2009-01-01 | 3 | Mendocino District | Pope Valley School DBP Project
2702030 | 002 | CYPRESS COMMUNITY CHURCH WS | G | 0 | P | 200 | The Cypress Community Church water system is a small water system serving a community church and pre-school. The system relies on one groundwater well for production. At present the system has no disinfection or filtration. Raw water is pumped to storage | Cypress Community Church proposes to install equipment to remove Arsenic using a process known as co-precipitation and filtration. Liquid ferric chloride and liquid sodium hypochlorite (chlorine) are injected into the water and the Arsenic is oxidized and | 150000 | 2010-01-01 | 5 | Monterey District | Arsenic filtration and removal for Cypress Community Church & School
2701221 | 002 | WASHINGTON SCHOOL WS | G | 0 | P | 250 | Washington Union School is located in a rural setting in the Corral de Tierra area of Monterey County. It serves 224 students. Due to several water quality problems this school is currently under a compliance order from the Monterey County Health Depart | Drill and construct a new well to current drinking water standards. Test for primary and secondary constituents. It has been demonstrated that the Arsenic MCL will not be mitigated by drilling a new well. Cadmium, Coliform and TTHMs may be reduced in | 455000 | 2008-01-01 | 5 | Monterey District | WUSD Water System (Washington School) Arsenic Compliance (2007)
3400267 | 001 | BATES ELEMENTARY SCHOOL | G | 0 | P | 375 | The drinking water at Bates Elementary School is well over the acceptable limit for arsenic. Students and staff have been exposed to this contaminant for months and a solution must be found. The school is 50 years old as is the well. The water is drawn | At Bates Elementary School the isolation from other clean water sources is problematic for consolidation. The wells in and around Courtland all show arsenic levels, and the trend is toward intensification of contamination in these wells.The solution has | 475000 | 2009-01-01 | 9 | Sacramento District | Bates Elementary School Arsenic Remediation Project
2702370 | 003 | SPCA WS | G | 0 | N | 50 | The SPCA water system is a small non-transient, non-community water system serving an animal shelter and 2 residences, regulated by the Monterey County Health Department. The system relies on one groundwater well drilled within the last 12 months. At pres | The SPCA water system proposes to install equipment to remove Arsenic using a process known as co-precipitation and filtration. Liquid ferric chloride and liquid sodium hypochlorite (chlorine) are injected into the water and the Arsenic is oxidized and ad | 150000 | 2010-01-01 | 5 | Monterey District | Install Arsenic filtration & removal for SPCA Water System
2702009 | 001 | LAGUNA SECA RECREATION WS | G | 0 | N | 500 | We have received notice from the Monterey County Environmental Health Department that we exceed the allowable level of arsenic for public our water system in this recreation facility. We will be in violation if we do not correct problem in near future. | To install a filtration system and holding tank at our well site to process and treat potable water for park patrons and employees. | 150000 | 2010-01-01 | 5 | Monterey District | Laguna Seca Drinking Water Filtration System Installation
1500341 | 001 | SIERRA BELLA MUTUAL WATER COMPANY | H | 25 | C | 165 | Sierra Bella distribution system does not meter water usage at the customer level. As a result, it is difficult to determine leaks and usage at the consumer interface. In an effort to conserve the scarce water and avoid shortages during the high usage t | Sierra Bella will replace all customer hookup boxes with lockable, modern boxes with water meters that include battery operation and remote reporting systems. The existing boxes will be removed and new boxes will be inserted in the existing locations. | 80000 | 2010-01-01 | 19 | Tehachapi District | Replacement of Customer Service Boxes
1000053 | 005 | LANARE COMMUNITY SERVICES DIST | H | 25 | C | 400 | Lanare CommunityServices District provides water to the community of Lanare. Demands on the water system are not adequately monitored and may be disproportionately high due to improper water usage. Service connections are not metered and customers are c | The District has proposed to install a water meter at each service connection.The water meter installation project would consist of the following:Conduct field reconnaissance and locate existing water mains and service connections. District is aware of 1 | 309000 | 2010-01-01 | 23 | Fresno District | Meters, Storage Tank Clean-up, Well to Tank Line by-pass Project; coord w USDA funding
1010035 | 004 | DEL REY COMMUNITY SERV DIST | H | 25 | C | 1100 | Del Rey Community Services District (District) provides a variety of services including water to the community of Del Rey, CA with a population of approximately 1,200. The District provides potable water to residential, commercial, and industrial users th | The project consists of new 1-inch water meter installations for 225 existing service connections. The project would include the meters, meter box, handheld meter reader, meter billing software, and software training. It would also required right-of-way e | 285000 | 2010-01-01 | 11 | Merced District | Water Meter Installation Project
0510005 | 002 | C.C.W.D., WEST POINT | H | 25 | C | 1400 | See Attached | Construction of two new treated water storage tanks | 1403000 | 2002-01-01 | 10 | Stockton District | Treated water storage tanks (2001)
5410038 | 006 | TERRA BELLA IRRIGATION DISTRICT - TBT | H | 25 | C | 2340 | The Terra Bella Irrigation District (District) furnishes potable water to residential users located in the District's service area. As the District's treatment, production and distribution system ages, there is more demand on the District's personnel to | The project includes installing 700 5/8-inch x 3/4-inch water meters with data transmitting capabilities and a laptop to receive water consumption data for billing and water system management purposes. Further, it is estimated that 350 meter boxes, lids | 550000 | 2010-01-01 | 12 | Visalia District | Electronic Water Meter Reading Project
5410001 | 004 | CUTLER PUD | H | 25 | C | 6200 | The Cutler PUD provides water to the town of Cutler and its residents. Water is supplied by two deep (approx 500') wells. The Community has about 1200 connections and the two wells are hard pressed to keep up with demand. The reason is that this impove | The proposed project would reduce water use by making users more accountable for their water use, and enable the District to charge users fairly and appropriately for actual water used. The community has already obtained funding for approx. 25% (390) of | 500000 | 2010-01-01 | 12 | Visalia District | Cutler PUD Water Meter Installation Project
1510041 | 007 | NORTH OF THE RIVER MWD | H | 25 | C | 7500 | 75% of the District's customers are upon a flat rate billing system. It is estimated that the District's water consumption could decrease by at least 20% if all customers were metered. | This project would upgrade services such that a meter can be installed; install the meters, along with a radio read system to limit the increase in worker hours needed to read them monthly. | 500000 | 2010-01-01 | 12 | Visalia District | Water Conservation and Metering Project
1010023 | 002 | ORANGE COVE CITY OF | H | 25 | C | 8500 | The City of Orange Cove is ranked as one to the five poorest communities in the State of California. Per the 2000 Census, City MHI is $22,357, 44% of the population lives below the poverty level and the community reflects a 25% unemployment rate. Orange C | The project involves the installation of 1,450 water meter devices throughout the City. The meters are necessary in order to conserve water use. As well, the City needs to move forward with installation water meters in order to comply with the State of Ca | 1580000 | 2010-01-01 | 11 | Merced District | Orange Cove Water Meter Imovements
5410004 | 001 | FARMERSVILLE, CITY OF | H | 25 | C | 10672 | The City of Farmersville serves a disadvantaged population of approximately 10,500 residents. The median household income in Farmersville in 2007 was $33,068. (www.city-data.com) The City is not supported by a strong retail tax base, and as a result, at | The City of Farmersville proposes to install 2717 water meters in order to create a 100% metered water distribution system. The current system only provides water on a flat rate basis. The project falls under Category H in the Project Priority List, “wat | 662000 | 2010-01-01 | 12 | Visalia District | Farmersville Water Meter Installation
1610004 | 006 | CORCORAN, CITY OF | H | 25 | C | 26047 | GENERALLY NON-METERED, HOWEVER, NEW DEVELOPMENTS ARE METERED. THE METERED HOMES GREATLY REDUCE WATER USE | INSTALL METER SYSTEM WIDE. OTHER - DESIGN AND CONSTRUCTION | 1800000 | 1998-01-01 | 12 | Visalia District | Meter installation (1997)
5301102 | 003 | TRINITY KNOLLS MUTUAL WATER COMPANY | H | 20 | C | 36 | Trinity Knolls MWC supplies their 61 connections (one includes a very large campground) with groundwater from six wells. In wet years, the combined maximum capacity of these wells is 100,000 gallons per day (gpd). In recent dry years, maximum capacity h | The installation of meters would allow the water system to implement a tiered rate structure to encourage conservation and charge for excesses. Of the 61 connections, one third (20 connections) are metered. The water system requests assistance to meter | 14800 | 2010-01-01 | 1 | Klamath District | Trinity Knolls MWC Water Meter Installations
5301103 | 003 | COVINGTON MILL - A | H | 20 | C | 55 | The existing flat rate water system does not support water conservation and is not equitable in terms of user fees versus water usage. | Design and install a water meter on each service connection. | 20000 | 2000-01-01 | 1 | Klamath District | Water Meters
4500023 | 003 | HAT CREEK HIGHLANDS MUTUAL WATER CO | H | 20 | C | 75 | Need to limit water consumption and to allocate charges related to individual consumption. | Install water meters at each improved lot. | 17000 | 2000-01-01 | 2 | Lassen District | Water Meters
1700554 | 002 | LAKE COUNTY CSA 13 - KONO TAYEE | H | 20 | C | 333 | The water meter project is designed to finish installing water meters throughout the Kono Tayee (County Service Area #13) water system to allow transition to metered service.This will show compliance with the CDPH directive for metered service. | This project involves the purchase and physical installation of 90 Sensus 3/4" cuft water meters within the CSA #13 service area. | 20000 | 2009-06-01 | 3 | Mendocino District | Metered Service Project - Purchase/Install 90 Water Meters
5310003 | 005 | TRINITY CENTER M.W.C. . | H | 20 | C | 729 | The water system is not currently metered and revenue is collected based on a flat rate. The system experiences unusually high demand because there is no incentive to conserve. Additionally, the water system is concerned about future source capacity - fl | Install customer meters at each individual service connection. (approximately 250 connections) The installation of meters along with a rate structure that rewards conservation efforts will reduce daily demands and permit the sizing of the proposed new t | 400000 | 2010-01-01 | 1 | Klamath District | Trinity Center Install individual meters to all service connections
2410011 | 006 | LE GRAND COMM SERVICES DIST | H | 20 | C | 1700 | Le grand Community Services DistrictWater Meter Projectthe District does not have any of its water service connections with a meter, this allows for uncontrolled usage of water on a flat rate system. The installation of water meters would provide for the | Le grand Community Services DistrictWater Meter ProjectThe project would involve the installation of new water meters and water meter boxes on the existing service pipelines for District customers. | 280500 | 2010-01-01 | 11 | Merced District | Le Grand Community Service District Meter Project
2010001 | 011 | CHOWCHILLA CITY WATER DEPT | H | 20 | C | 10682 | The City is in an area that for the last several years has experienced an overdraft of our water aquifer. We have instituted water conservation water ordinances and engaged in public education to encourage responsible use of the water supply. As staffin | The City will install approximately 2000 residential, commercial and industrial meters. When the project is complete all customers will be metered. | 400000 | 2010-01-01 | 11 | Merced District | Install water meters
0410007 | 001 | PARADISE IRRIGATION DISTRICT | H | 20 | C | 26299 | The District's "B" Reservoir is a hypalon-covered reservoir that needs to be improved or replaced. | Remove "B" reservoir and install new 10 MG reservoir. | 6600000 | 1998-01-01 | 21 | Valley District | Reservoir B replacement
1310001 | 007 | BRAWLEY, CITY OF | H | 20 | C | 26513 | Commercial and industrial businesses are not currently metered and require meters to properly determine water usage and invoice upon consumption.The meters will encourage water conservation and enable industries to adopt measures to conserve water. There | The meter project would allow the City of Brawley to purchase and install water meters to commercial accounts, 500 commercial accounts ranging in size from 1 inch to 12 inch diameter. The meters will be installed in city right of way and be owned and mai | 4000000 | 2010-01-01 | 14 | San Diego District | Water meter installation project for commercial and industrial businesses
3310006 | 003 | BANNING, CITY OF | H | 20 | C | 28500 | Potential for water outages due to aged transmission line and storage tank. | Pipeline and storage tank replacement | 8000000 | 2002-01-01 | 20 | Riverside District | Reservoir replacement
2410009 | 007 | MERCED, CITY OF | H | 20 | C | 80608 | Water metering, mandated water quality compliance issues and the need for water conservation is costly and causes increased financial strain to Merced’s residents. The City of Merced ranks # 52 per capita personal income, out of California’s 58 counties ( | The City plans to purchase and install 4000 electronically read meters on “meter-ready” flat rated water services equipped with meter idler assemblies. For timely project completion, both City employees and private contractors are available to perform met | 3000000 | 2010-01-01 | 11 | Merced District | Meter Idler Conversions To Water Meters
1010007 | 026 | FRESNO, CITY OF | H | 20 | C | 457511 | The passage of California Assembly Bill 514 requires that all users of federal Central Valley Project water install meters and bill for water usage at a metered rate by 2025. Under the terms of its contract with the US Bureau of Reclamation, the City of | The installation of approximately 85,000 residential water meters will help the City save over 1,650 acre feet of water on average each year. It will improve the City’s water management through measurement automation and will be used as a measure to secu | 75000000 | 2010-01-01 | 11 | Merced District | Residential Water Meter Retrofit
2210906 | 002 | MARIPOSA PINES MUTUAL | H | 15 | C | 168 | Due to Assembly Bill AB 975 Mariposa Pines Mutual Water Co., Inc. will be required to install 120 water meters. The Mariposa Pines subdivision has 120 lots to service with 84 exesisting and two recent connections for a total of 86 current connections. T | The major work will be done at the water main service conection. The water meters will be installed with in one foot of the corporation valve at each service conection. Each water meter will be install in such a way as to facilitate ease of repair and c | 122291 | 2010-01-01 | 11 | Merced District | Add Water Meters to Mariposa Pines Water Water System
2000551 | 004 | MD#07 MARINA VIEW HEIGHTS | H | 15 | C | 200 | The current water system does not include water meters, leading to increased water usage by the customers. The current system serves 92 connections. | The project would entail installation of water meters at each service connection to promote water conservation. The addition of meters will allow the system to establish a tiered water rate to generate revenues to maintain and upgrade the system's facilit | 184000 | 2010-01-01 | 11 | Merced District | Water Meter Installation
4000512 | 003 | BELLA VISTA MOBILE LODGE | H | 15 | C | 200 | Monitor water usage at each individual space. | Install water meters at each space. | 10000 | 2010-01-01 | 6 | Santa Barbara District | Residental water meters
0310015 | 003 | RABB PARK COMMUNITY SER. DIST. | H | 15 | C | 268 | 71 SERVICES HAVE NO METERS. | INSTALL METERS | 14100 | 1998-01-01 | 10 | Stockton District | Install water meters
3301879 | 002 | SHARONDALE MESA HOA | H | 15 | C | 330 | System does not have meters. Customers pay a flat rate which is included in their monthly home owners association fee. Water usage is unregulated and excessive and the HOA has difficulty maintaining good water use in drought conditions. The HOA would li | Install of 235 meters on service connections. The funding will be used to purchase the meters and pay for installation. | 50000 | 2010-01-01 | 20 | Riverside District | Service Meter Installation Project
5100107 | 004 | SUTTER CO. WWD#1 (ROBBINS) | H | 15 | C | 336 | The existing distribution system for the Community of Robbins currently charges its customers a flat monthly fee for water consumption. The County has had problems with excessive use and waste of the Communitys water supply. The County has installed seve | The project will include the purchase and installation of 100 touch read water meters and associated appertunances on the existing water distribution service laterals. | 175000 | 2007-01-01 | 21 | Valley District | Robbins Water Meter Installation Project
2000728 | 001 | MD#37 LA VINA | H | 15 | C | 350 | The current water system does not include water meters, leading to increased water usage by the customers. The current system serves 176 connections. | The project would entail installation of water meters at each service connection to promote water conservation. The addition of meters will allow the system to establish a tiered water rate to generate revenues to maintain and upgrade the system's facilit | 352000 | 2010-01-01 | 11 | Merced District | Water Meter Installation
2010009 | 002 | MADERA CO SA NO 19-ROLLING HILLS | H | 15 | C | 727 | The current water system does not include water meters, leading to increased water usage by the customers. The current system serves 361 connections. | The project would entail installation of water meters at each service connection to promote water conservation. The addition of meters will allow the system to establish a tiered water rate to generate revenues to maintain and upgrade the system's facilit | 722000 | 2010-01-01 | 11 | Merced District | Water Meter Installation
2010006 | 002 | MADERA CSA NO 3 PARKSDALE | H | 15 | C | 1188 | The current water system does not include water meters, leading to increased water usage by the customers. The current system serves 560 connections. | The project would entail installation of water meters at each service connection to promote water conservation. The addition of meters will allow the system to establish a tiered water rate to generate revenues to maintain and upgrade the system's facilit | 1120000 | 2010-01-01 | 11 | Merced District | Water Meter Installation
1805007 | 003 | HERLONG PUBLIC UTILITY DISTRICT | H | 15 | C | 1200 | Install 260 meters on existing homes. 155 homes are non metered and the Distrcit bills the CSD from which they recieve potable water service. The CSD is not capable of providing any service beyond water availablity; they have no certified operator or prov | Install AMR system on individual residences, area is metered by master meter and an wholesale intertie. Would allow for customers to be aware of individual consumption and financially responsible for their own useage. | 76500 | 2009-01-01 | 2 | Lassen District | Herlong water meter program
2010004 | 001 | MADERA CMD NO 19 PARKWOOD | H | 15 | C | 1240 | The current water system does not include water meters, leading to increased water usage by the customers. The current system serves 634 connections. | The project would entail installation of water meters at each service connection to promote water conservation. The addition of meters will allow the system to establish a tiered water rate to generate revenues to maintain and upgrade the system's facilit | 1200000 | 2010-01-01 | 11 | Merced District | Water Meter Installation
3610048 | 004 | TERRACE WATER CO | H | 15 | C | 2200 | Terrace Water Company is seeking install meters on the entire system. The entire Terrace Water Company service area is without water meters and each of the connections, regardless of property use, is charged on a flat rate system. During 2008, Terrace Wat | Terrace Water Company is seeking support from the CDPH Economic Recovery funding program to install water meters on all of our approximately 600 service connections. Since its establishment in 1890, Terrace Water Company has billed on a flat rate system. | 600000 | 2010-01-01 | 13 | San Bernardino District | Terrace Water Co. Meter Installation
3610048 | 005 | TERRACE WATER CO | H | 15 | C | 2200 | System currently experiences frequent failures due to old and failing lines. During failures there is no backup water source thus leaving customers without water during repairs. It has no means to accurately measure water usage by customers resulting in | Project will replace failing distribution lines, create an intertie with a nearby system and install meters to help better manage and enforce water conservation. | 200000 | 2010-01-01 | 13 | San Bernardino District | Terrace emergency tie and system conservation improvements
2010008 | 002 | MADERA COUNTY M.D. #10A - MADERA RANCHOS | H | 15 | C | 2255 | The current system has no water meters and approximately 50,000 linear feet of 4-inch steel pipes that are over 60 years old. Recently it has been determined that the pipes are leaking severely and have 1-inch to 2-inch holes where the pipe has rusted com | The proposed solution to the failing water mains is to replace the with 8" PVC C-900 water mains in the street rights-of-way and connect the homes from the front rather than the rear of the house. Additionally, water meters will be installed on each house | 5332875 | 2010-01-01 | 11 | Merced District | Water Main Replacement
2010003 | 004 | BASS LAKE WATER COMPANY | H | 15 | C | 2800 | February 25, 2009Bass Lake Water CompanyFederal Economic Recovery Fund ProjectsPossible Projects1. Replace Falls Water Storage Tank $ 150,000.00 Existing tank is 60+ years old, leaking and sits on a metal platform 30 feet high and not engineered to curren | February 25, 2009Bass Lake Water CompanyFederal Economic Recovery Fund ProjectsPossible Projects1. Replace Falls Water Storage Tank $ 150,000.00 Existing tank is 60+ years old, leaking and sits on a metal platform 30 feet high and not engineered to curren | 1118500 | 2010-01-01 | 11 | Merced District | Bass Lake System Upgrades
2910004 | 014 | NEVADA ID - E. GEORGE, BANNER MOUNTAIN | H | 15 | C | 12939 | The "DS Flume Replacement Project" is to replace eight existing lennon (open metal) flumes, supported by timber, with a steel supported 72" steel pipe. Additionally, a large culvert road crossing will be replaced as part of the project. Other necessary | The "DS Flume Replacement Project" is to replace eight existing lennon (open metal) flumes, supported by timber, with a steel supported 72" steel pipe. Additionally, a large culvert road crossing will be replaced as part of the project. Other necessary | 8000000 | 2010-01-01 | 21 | Valley District | DS Flume Replacement Project
1510019 | 011 | SHAFTER, CITY OF | H | 15 | C | 15609 | Regulations adopted per the passage of State Assembly Bill 2572 require that the City use meters currently installed on existing service connections for service billing purposes by 2010 plus install and read meters on the other connections that are curren | The project would upgrade existing manual read meters (appr. 1,500) to automatic meter reading (AMR) meters and retrofit existing unmetered connections (appr. 2,500) with AMR meters as well. The City has already adopted and tested a new water meter stand | 2500000 | 2010-01-01 | 12 | Visalia District | Shafter Water System Meter Upgrade and Retrofit
4410011 | 003 | WATSONVILLE, CITY OF | H | 15 | C | 51703 | Problem 1: The City’s existing floating cover reservoirs are antiquated and vulnerable. Floating covers have both maintenance problems and on-going security issues which require constant diligence and sizeable capital resources. The City’s 2004 Vulnerabi | The project will address these solutions:Solution 1: The floating cover reservoirs will be eliminated from the system to improve system security, as well as the reliability of the entire system. In order to eliminate the existing floating cover reservoirs | 3800000 | 2010-01-01 | 5 | Monterey District | Elimination of Zone 1 Floating Cover Reservoirs
0910002 | 008 | SOUTH TAHOE PUD - MAIN | H | 15 | C | 60000 | South Tahoe Public Utility District (STPUD) has 14,000 water service connections in the disadvantaged community of South Lake Tahoe, CA. Approximately 2600 of these water service connections are metered. In order to meet AB 2572, a 2004 California State | The project STPUD is seeking assistance for is Phase 2 of the district-wide water meter installation program. Phase 2 targets the water zones in South Lake Tahoe of Flagpole, Christmas Valley, Lookout, Forest Mountain and Angora. These water zones repre | 6087500 | 2010-01-01 | 9 | Sacramento District | Water Meter Installation: Phase 2
0910002 | 009 | SOUTH TAHOE PUD - MAIN | H | 15 | C | 60000 | South Tahoe Public Utility District (STPUD) has 14,000 water service connections in the disadvantaged community of South Lake Tahoe, CA. Approximately 2600 of these water service connections are metered. In order to meet AB 2572, a 2004 California State | The project STPUD is seeking assistance for is Phase 3 of the district-wide water meter installation program. Phase 3 targets the water zones in South Lake Tahoe of Arrowhead, Iroquois, and Country Club. These water zones represent approximately 2435 wa | 6087500 | 2010-01-01 | 9 | Sacramento District | Water Meter Installation -- Phase 3
0910002 | 010 | SOUTH TAHOE PUD - MAIN | H | 15 | C | 60000 | South Tahoe Public Utility District (STPUD) has 14,000 water service connections in the disadvantaged community of South Lake Tahoe, CA. Approximately 2600 of these water service connections are metered. In order to meet AB 2572, a 2004 California State | The project STPUD is seeking assistance for is Phase 5 of the district-wide water meter installation program. Phase 5 targets the water zones in South Lake Tahoe of East Stateline, West Ralph, Heavenly and Keller. These water zones represent approximate | 6087500 | 2010-01-01 | 9 | Sacramento District | Water Meter Installation -- Phase 5
0910002 | 011 | SOUTH TAHOE PUD - MAIN | H | 15 | C | 60000 | South Tahoe Public Utility District (STPUD) has 14,000 water service connections in the disadvantaged community of South Lake Tahoe, CA. Approximately 2600 of these water service connections are metered. In order to meet AB 2572, a 2004 California State | The project STPUD is seeking assistance for is Phase 4 of the district-wide water meter installation program. Phase 4 targets the water zones in South Lake Tahoe of West Stateline, West Gardner Mountain and Montgomery Estates. These water zones represen | 6087500 | 2010-01-01 | 9 | Sacramento District | Water Meter Installation - Phase 4
2702073 | 001 | SAN MIGUEL WS #22 | H | 10 | C | 93 | System has water conservation problem. | Install water meters. | 15000 | 1998-01-01 | 5 | Monterey District | Water Meters
3901348 | 003 | FAIROAKS PWS #44 | H | 10 | C | 1036 | exThe CSA-44 Fairoaks Water System provides domestic drinking water and fire protection to a 360 connection residential subdivision located in an unincorporated area of San Joaquin County. Water services are a mix of metered and non-metered services. Me | The work in general consists of the installation, by contract, of 239 San Joaquin County provided radio-read type meters on the unmetered connections and the installation of radio-read modules on an additional 121 meters. | 282700 | 2010-01-01 | 10 | Stockton District | CSA-44 FAIROAKS, METERS
3610007 | 001 | BASELINE GARDENS MWC | H | 10 | C | 1300 | System currently not metered | Purchase and install meters | 300000 | 1998-01-01 | 13 | San Bernardino District | Water meters
5710007 | 003 | ESPARTO C.S.D. | H | 10 | C | 2000 | e are in the process of going to the metering program for our services, we have installed 630 Water Meters at this point but need to install the 1 1/2 inch Water Meters to complete this project. The District has discovered we do not have the funds for thi | The installation of approximatly 230 1 1/2 inch Water Meters to complete the federal requirement of metering by a certain date and to meet the water conservation program in the District. | 200000 | 2009-06-01 | 9 | Sacramento District | Balance of Water Meter Installations
5010021 | 006 | DENAIR COMMUNITY SERVICES DISTRICT | H | 10 | C | 3225 | The Denair CSD is currently operation as a flat rate municipal provider of domestic water. The District will be required to provide meters in the upcoming years due to State and Federal regulations. This project addresses the issue. | The Denair Community Services District 2009 Water Meter project will complete the installation of water meters with remote reading capabilities on all residential and commercial water services through out the District.This process will allow the District | 1500000 | 2010-01-01 | 10 | Stockton District | Denair Community Services District 2009 Water Meter Installation Project
3910017 | 003 | SAN JOAQUIN COUNTY-MOKELUMNE ACRES | H | 10 | C | 3640 | The Mokelumne Acres water system provides domestic drinking water to 1140 connection residential subdivision located in an unincorporated area of San Joaquin County. The water system is currently unmetered and properties are assessed annually for water s | The work, in general, consists of the purchase and installation by contract, of 1140 radio read type water meters on all unmetered connections in the Mokelumne Acres Maintenance District. | 1140000 | 2010-01-01 | 10 | Stockton District | Mokelumne Acres Maintenance District Meters
5010006 | 001 | CITY OF MODESTO, DE WATERFORD | H | 10 | C | 7897 | The City of Waterford Water System is owned and operated by the City of Modesto. The water system for the City of Waterford derives its water solely from six ground wells. The system is more frequently close to violating State requirements to maintain a | The City of Waterford will be fully metered and billed according to metered water usage. This will include installing meters and automated meter reading equipment on over 1,100 water services. As meters are installed by contractors, up to one-half of th | 1000000 | 2010-01-01 | 10 | Stockton District | Waterford Citywide Meter Installation
0910013 | 007 | GEORGETOWN DIVIDE PUD | H | 10 | C | 9021 | Replace water meters throughout distribution system | Purchase and install new water meters and install additional meters at unmetered locations. The new meters will promote water conservation, provide additional assistance with leak detection, and improve operating efficiencies. | 1600000 | 2010-01-01 | 9 | Sacramento District | GDPUD Meter Replacement
5010028 | 011 | CERES, CITY OF | H | 10 | C | 40943 | The city currently possesses sufficient groundwater resources to meet average demands; however, the city's ability to meet peak demands has been stressed by the loss of critical wells due to water quality concerns (exceeding maximum contaminant levels) or | This project will allow the city to expedite implementation of the Demand Management Measures (DMM#4 - Metering with Commodity Rates for All New Connections and Retrofit of Existing Connections) established in our approved 2005 Urban Water Management Prog | 3200000 | 2010-01-01 | 10 | Stockton District | Meter Retrofit Program
3410020 | 033 | CITY OF SACRAMENTO MAIN | H | 10 | C | 407018 | Meter project is necessary to meet the requirements of Assembly Bill 2572 by installing water meters on existing water services within the Cityof Sacramento. This law set a deadline of 100% metering of all residential and commercial accounts by 2015 | Install meters on all unmetered water services | 5000000 | 2010-01-01 | 9 | Sacramento District | Complete metering of water system
0707501 | 003 | ANGLER S RANCH #3 | H | 5 | C | 60 | Need for meters to encourage conservation of water and to change billing from flat rate to use based. Also, investigate storage and treatment to meet Secondary Water Quality Standards. | Install water meter at system main and at each property. reroute pipes on 8 properties so each is serviced directly from water main through their own meter. Investigate treatment options to meet secondary water quality standards. | 100000 | 2010-01-01 | 4 | San Francisco District | Installation of Residential water meters and study of water treatment
1900158 | 007 | LITTLE BALDY | H | 5 | C | 76 | LBWC currently has no customer meters in their system. Only recently have meters been added to the wellheads, along with a Master meter. This will help in monitoring production of the individual wells, and monitor line loss. Since the water is billed at a | Install 7 Pressure reducing valves in the distribution system in locations that prevent system pressure from getting higher than 85 psig. The pressure at the bottom of the system without pressure reduction would be 400 psig. Install 38 water meters and s | 40000 | 2010-01-01 | 16 | Central District | Distribution meters
0310002 | 002 | AWA, CITY OF IONE | H | 5 | C | 4940 | A blue, 9,160 square-foot, hypalon cover encloses the 750,000-gallon, 108-foot diameter Ione clearwell. The Ione clearwell cover is equipped with a pier tension system and one automatic rainwater pump. The cover rises and falls with the water level in t | An aluminum, geodesic dome will be constructed over the Ione reservoir. The existing cover will be removed. Turnkey construction will be used for this project. The duration for design through completion will be 25 weeks. The Ione reservoir will not be | 560000 | 2010-01-01 | 10 | Stockton District | Ione WTP Clear Well Cover Replacement - Geodesic Dome
0310003 | 015 | ACWA SUTTER CREEK | H | 5 | C | 5458 | A 40,170 square-foot, tan, polyethylene cover protects treated water stored in the 2-million gallon Tanner clearwell. Seventy-nine tension piers support the cover. The tension system traps leaves and debris in the folds of the cover. The cover has been | A truss supported, geodesic, aluminum roof will be constructed over the Tanner reservoir. The existing cover will be removed after the new roof is in place. Construction will include a new perimeter footing and wall to support the roof load. Turnkey co | 3000000 | 2010-01-01 | 10 | Stockton District | Tanner Water Treatment Plant Clearwell Cover Replacement
0310012 | 012 | ACWA BUCKHORN PLANT | H | 5 | C | 8508 | A 2,400 square foot hypalon cover encloses an existing 270,000-gallon conical shaped, partially recessed treated water storage reservoir. Section 64585 of Title 22 of the California Code of Regulations outlines specific criteria for distribution reservoi | The Jackson Pines Tank is part of the Central Amador Water Project (‘CAWP’) system, located along Irishtown Road, near Highway 88 in Amador County. The Jackson Pines Tank is fed by the CAWP main, serving the Jackson Pines subdivision plus one subdivision | 1060000 | 2010-01-01 | 10 | Stockton District | CAWP Jackson Pines Storage Tank Replacement
0310012 | 013 | ACWA BUCKHORN PLANT | H | 5 | C | 8508 | A 8,200 square foot hypalon cover encloses an existing 750,000-gallon conical shaped, partially recessed treated water storage reservoir. Section 64585 of Title 22 of the California Code of Regulations outlines specific criteria for distribution reservoi | The Ranch House Tank is part of the Central Amador Water Project (‘CAWP’) system, located along Highway 88 in Amador County. The Ranch House Tank is fed by the CAWP main, serving three existing subdivisions (Ranch House, Pine Park East, and Gayla Manor), | 1780000 | 2010-01-01 | 10 | Stockton District | CAWP Ranch House Storage Tank Replacement
3410704 | 003 | SCWA MATHER-SUNRISE | H | 5 | C | 15903 | The 1994 Assembly Bill (AB) 2572 requires all California water utilities that receive water from the Central Valley Project under a contract with the U.S. Bureau of Reclamation, to install water meters on all residential and commercial potable water servi | The project is to install a total of 15 water meters on these unmetered commerical service connections so they will be in compliance with state mandates. | 34250 | 2009-06-01 | 9 | Sacramento District | Meter Retrofit for Mather/Sunrise Water System
3410011 | 004 | GALT, CITY OF | H | 5 | C | 22982 | The project is intended to meet California State law, Assembly Bill 2572, that requires all cities to install water meters for all water services installed since 1992 by January 1, 2010 and for all remaining services by 2025. The City hired HDR engineerin | The purpose of this project is to comply with California State law water code 525-529.7 and assembly Bill 2572, that all cities must install water meters for all services installed since 1992 by 2010 and for all remaining users by 2025. The water meter in | 4200000 | 2010-01-01 | 9 | Sacramento District | Water Meter Installation Upgrade Phase 2
3110005 | 002 | PLACER CWA - AUBURN/BOWMAN | H | 5 | C | 27199 | Reservoir has flexible floating cover which is defective. | Design and construct steel or concrete 10 mg reservoir. | 7000000 | 1999-01-01 | 2 | Lassen District
3410004 | 009 | CARMICHAEL WATER DISTRICT | H | 5 | C | 40000 | To date, five of the eight Carmichael Water District (District) groundwater supply wells have been impacted by contamination from multiple sources, primarily perchlorate and Tetrachlorethylene (PCE). Other contaminants, including n-nitrosodimethylamine (N | This project will include planning, design, permitting, environmental compliance, and construction of replacement of Carmichael Water District’s (District) existing aging La Vista groundwater well, storage tank, and booster pump station facility. The new | 5000000 | 2010-01-01 | 9 | Sacramento District | La Vista Well and Tank Replacement Project (2009)
0910001 | 012 | EL DORADO ID - MAIN | H | 5 | C | 112000 | Reservoir is protected with a floating cover, which has defects. | (Moose Hall) Replace floating cover with a rigid cover and an adequate bypass. Involves design and construction. | 600000 | 1998-01-01 | 9 | Sacramento District | Replace floating cover (Moose Hall) (1997)
0910001 | 013 | EL DORADO ID - MAIN | H | 5 | C | 112000 | Reservoir is covered with a floating cover, which has defects. | (Dolomite) Replace floating cover with rigid cover. Involves design and construction. | 2300000 | 1999-01-01 | 9 | Sacramento District | Replace floating cover (Dolomite) (1997)
0910001 | 015 | EL DORADO ID - MAIN | H | 5 | C | 112000 | Reservoir is covered with a floating cover which is defective. | (Res B) Replace floating cover with rigid cover and an adequate bypass. Involves design and construction. | 800000 | 1998-01-01 | 9 | Sacramento District | Replace floating cover (res B) (1997)
0910001 | 016 | EL DORADO ID - MAIN | H | 5 | C | 112000 | Reservoir is covered with a floating cover which is defective. | (Res C) Replace floating cover with a rigid cover and an adequate bypass. Involves design and construction. | 800000 | 1998-01-01 | 9 | Sacramento District | Replace floating cover (Res C)(1997)
0910001 | 017 | EL DORADO ID - MAIN | H | 5 | C | 112000 | Reservoir is covered with a floating cover which is defective. | (Res 1) Replace floating cover with a rigid cover and an adequate bypass. Involves design and construction. | 1700000 | 1998-01-01 | 9 | Sacramento District | Res 1 floating cover replacement (1997)
3410029 | 002 | SCWA - LAGUNA/VINEYARD | H | 5 | C | 153701 | The 1994 Assembly Bill (AB) 2572 requires all California water utilities that receive water from the Central Valley Project under a contract with the U.S. Bureau of Reclamation, to install water meters on all residential and commercial potable water servi | The proposed project is to install a total of 7087 water meters for the residents located in Laguna/Vineyard areas as follows:1. 5809 water meters is to be installed on residential service connections located in Laguna area; and2. 1278 water meters is t | 9702103 | 2009-06-01 | 9 | Sacramento District | Meter Retrofit for Water System located in Laguna/Vineyard Area
3410001 | 019 | SACRAMENTO SUBURBAN WATER DISTRICT | H | 5 | C | 177000 | The District currently has approximately 32,550 single-family residential lots that remain un-metered. These customers are on a flat rate billing and are billed the same amount each month regardless of water usage.In June 2003, the District signed the Sac | The District is currently retrofitting approximately 1,325 residential flat rate customers each year with water meters. This project would double the number of meter retrofits to be accomplished in 2009 to 2,650.At the present time, meters are being retro | 1600000 | 2010-01-01 | 9 | Sacramento District | Water Meter Retrofit Project
3400173 | 014 | NORTHGATE 880 ¬SWS? | H | 5 | N | 2926 | The 1994 Assembly Bill (AB) 2572 requires all California water utilities that receive water from the Central Valley Project under a contract with the U.S. Bureau of Reclamation, to install water meters on all residential and commercial potable water servi | The proposed project is to install 83 water meters on each of the currently unmetered commercial service connections. | 189506 | 2009-06-01 | 9 | Sacramento District | Meter Retrofit for the Northgate Water System
5601401 | 001 | KROTONA INSTITUTE | H | 0 | C | 25 | There are no water meters in the distribution system. The distribution system is old, unreliable, and parts of it were built 70 years ago. We are vulnerable if we try to put out a fire.We plan to replace the distribution system with water meters on lines | We will replace all piping starting at the distibution booster pumps and ending at all buildings with water meters. We will start with the oldest part of the distribution system. We will also add variable speed drives to the booster pumps make a constant | 50000 | 2010-01-01 | 6 | Santa Barbara District | Distribution Line Replacement with Water Meters
4200579 | 003 | ROSARIO PARK WATER SYSTEM | H | 0 | C | 38 | The water system was built in the late 1940's. The existing 19 galvanized service connections are in extremely dilapidated condition, frequently leak, and cause numerous critical water outages to the community. The community has recent (7/07) documented w | The proposed project is to replace 19 service laterals with 1" service connections and water meters to each of 19 existing properties and the 4" main water distribution line from the water storage tanks to the service lines.Installing meters would aid in | 250000 | 2010-01-01 | 6 | Santa Barbara District | New water source
2702374 | 001 | COUNTRYSIDE ESTATES MWC | H | 0 | C | 73 | System needs water meters | Install water meters. | 15000 | 1998-01-01 | 5 | Monterey District | Water Meters
3500910 | 001 | DUNNEVILLE ESTATES CSA #50 | H | 0 | C | 120 | There are 30 residents in the CSA and one common lot. Average day demand is creating emergency low level alarms in the water treatment plant and requiring expensive monitoring costs to reset the system. The water service is not metered - homeowners are | The project will include the installation of meters, providing for the accurate recording of and billing by usage, encouraging water conservation on the user side of the water plant.On the water supply side of the water plant, it is recommended that both | 75000 | 2010-01-01 | 5 | Monterey District | Dunneville Estates CSA#50 Well Project
2701257 | 007 | GARRAPATA WC INC | H | 0 | C | 150 | This water system has never been metered since its inception in 1962 and has always billed the customers with a flat rate. The State Water Resources Control Board granted an appropriation permit for 35 acre feet per annum to the company in 2000. W | The project includes the furnishing and installation of Neptune R9-00i radio read water meters on each customers service line at the agreed service point which is normally within a few feet of a company main. Said meters will be installed with new sa | 93466 | 2009-06-01 | 5 | Monterey District | Installation of water meters in entire system to convert system from unmetered, flat rate system
1400070 | 005 | Sierra Grande Estates Mutual Water Co. | H | 0 | C | 200 | Excessive water consumption by customers | Install water meters at each service connection & create billing system based on consumption to encourage conservation | 60000 | 2006-01-01 | 13 | San Bernardino District | Install water meters
1700501 | 002 | ADAMS SPRINGS WATER DISTRICT | H | 0 | C | 200 | Labor costs to have water meters installed | We have water meters and the parts to install them, we would like to have the funds to install them. | 8000 | 2009-06-01 | 3 | Mendocino District | Adams Springs Meter Installation Project
1000078 | 002 | FCWWD #42/ALLUVIAL & FANCHER | H | 0 | C | 255 | Water conservation. This District is currently not metered. This project encourage conservation. | Water meter installation. WWD 42 is currently not metered. This project would include: Installation, meters, meter heads (Orion), water meter monitor w/ leak indicator, well meter data transmitter, pipe audit and water meter data profiler software. | 80000 | 2009-01-01 | 23 | Fresno District | Water Meters
2800530 | 001 | MEYERS WATER CO. | H | 0 | C | 260 | Currently the community water system is a Flat Rate payment by the homeowners. There is no incentive for them to conserve water. All attempts to encourage water conservation have been unsuccessful. Recently we had an incident where a homeowner purposefull | Installation of Sensus Water Meters, meter reading equiptment and back flow valves (including testing) on all 100 homes in the community. Installation of concrete Cristie Boxes for viewing of the meters and patching all concrete, asphalt, landcaping etc. | 290000 | 2010-01-01 | 3 | Mendocino District | Edgerly Island Community Water System Metering Project
3110042 | 008 | TAHOE SWISS VILLAGE UTILITY | H | 0 | C | 300 | The State of California's water users are requested, by the Governor of California, to reduce water consumption by 20%. Water Meters are an excellent and the most practical water conservation tool that water purveyors have. | Install electromic meters, yokes and boxes to every water service in the service area. Included in that will be the computer program and eletronic meter reading devices. Additionally, install three new electronic production meters at the sources so th | 715000 | 2010-01-01 | 2 | Lassen District | TSVU service meter installation program
1700526 | 002 | PINE GROVE WATER SYSTEM | H | 0 | C | 304 | The Pine Grove Water System is a private system that has been placed under court ordered receivership by the Department of Public Health. The receiver is the Cobb Area County Water District (1710012). The project is to install water meters meters in a s | There are already existing service connection, this project will add a meter valve, a standard service meter, and a meter box, plus labor. Metered rates have already been processed through the Prop 218 process, and accounts will coverted from the flat ra | 22750 | 2010-01-01 | 3 | Mendocino District | PINE GROVE METER PROJECT
2610002 | 002 | JUNE LAKE PUD VILLAGE | H | 0 | C | 330 | 185 customers of the District do not have water meters for the water delivered to these customers. | Install 185 meters for the water delivered to customers. | 185000 | 2010-01-01 | 13 | San Bernardino District | Water Meter Installation
4400598 | 001 | PURESOURCE WATER, INC | H | 0 | C | 450 | Currrently the system is un-metered and only flat-rate service is offered. Project is to install drive-by remote-read meters all necessary at all service connections and appropriate billing and record-keeping software, etc. This is to comply with CDPH an | The project is to physically locate all 79 service connections at the curb stop, then install “drive by” remote meters, curb stops, meter boxes and lids, plus the meter-reading equipment and software.This will permit the use of tiered rates and thus encou | 70000 | 2009-06-01 | 5 | Monterey District | Water Meter Installation
3110019 | 007 | SQUAW VALLEY MUTUAL WATER COMP | H | 0 | C | 500 | The Squaw Valley Mutual Water Company (SVMWC) was built in the late 1950s and early 1960s in order to service a subdivision being developed on the northern side of Olympic Valley, CA. Pipes of varying sizes – from 1 inch to 10 inches – and of varying kind | The project will be to install automatic reading meters (ARM) at every service connection. We currently have 263 connections. Some of the service boxes are being improved as part of the system improvements, so the number of service box improvements will n | 500000 | 2010-01-01 | 2 | Lassen District | Metering of homes in SVMWC area
4400502 | 005 | MAR VISTA WATER COMPANY (Trout Gulch) | H | 0 | C | 584 | Mar Vista Water Company (MVWC) facilities had supplied water to residents of Forest Glen subdivision and a number of adjacent parcels for at least 60 years. Only a few of these residents have meters. Meadow Ranch subdivision, built in the late 1980s, had | Install 170 radio-read meters in three phases:I. Procure remote meter reading equipment and 5 meters and replace failed units.II. Procure and install 100 meters for all unmetered customers.III. Procure 65 meters and replace remaining old manual read meter | 55000 | 2009-06-01 | 5 | Monterey District | Install Water Meters for all Flat Rate Customers
2710023 | 002 | TASCO SPRECKELS WATER COMPANY | H | 0 | C | 660 | The Spreckels Water Company serves a small unincorporated community in Monterey County. The system was installed in the early 1900's. Meters for the 200 + homes in the older sections of town have never been feasible. Water services are clustered in groups | The Spreckels Water Company has developed installation costs and has generated standard specifications and details for meter installation at the 210 currently unmetered connections. No CEQA review is required for the installation of water meters on existi | 184000 | 2010-01-01 | 5 | Monterey District | Install water meters for 210 residential connections -Spreckels WS
3110013 | 005 | TAHOE CEDARS WATER COMPANY | H | 0 | C | 2775 | system has few metered services, it is believed that system will be required to install meters soon. installing meters would curb waste. | instal approx 1000 meters.installing meters will require locating and excavating a hole approx 3.5 feet in depth at each home. | 1000000 | 2010-01-01 | 2 | Lassen District | Meter Install
3110009 | 002 | MEADOW VISTA COUNTY WATER DIST | H | 0 | C | 3640 | Storage reservoirs have floating covers which apparently are no longer permitted by DHS. | Replace two (2) 2mg reservoirs with welded steel tanks. | 1750000 | 1998-01-01 | 2 | Lassen District
1710015 | 005 | HIDDEN VALLEY LAKE CSD | H | 0 | C | 6971 | The District has leak detection issues relating to the customer and the water system. With the Fixed Network meter reading system the District would be able to detect leaks 24/7 in the water system and on the customers’ side. This program overlays with | Install fixed network communicators (data collection hardware) throughout the District, replace registers with automatic meter reading devices, replace old meters, install software, which interfaces with existing billing software and install a GPS system | 1100000 | 2010-01-01 | 3 | Mendocino District | Automatic Meter Reading System
2910003 | 007 | TRUCKEE-DONNER PUD, MAIN | H | 0 | C | 14300 | The District subject to the requirements of AB 2572 regarding reading of water meters and the implementation of volumteric billing.There are approximately 4,000 existing customers where water meter boxes do not exist or must be upgraded to accommodate the | water meters | 10000000 | 2009-06-01 | 21 | Valley District | Water Meter Box Retrofit Project
3410011 | 003 | GALT, CITY OF | H | 0 | C | 22982 | This project is intended to meet California State law water code 525-529.7 that requires all cities to install water meters for all services since 1992 by 2010 and for all remaining users by 2025. The City of Galt will utilize water meters to track cost o | This project is for the installation of new water meters and retrofit of existing water meters throughout the City of Galt. The purpose is to be in accordance with California State Law water code 525-529.7, that all cities must install water meters for al | 1000000 | 2009-01-01 | 9 | Sacramento District | Water Meter retrofit and installation Project
0910001 | 024 | EL DORADO ID - MAIN | H | 0 | C | 112000 | The District is currently under Compliance Order No. 01-09-98-ORD-001, Amendment No. 5 dated June 6, 2005. A prior amendment (No.3) required the District to "abandon the use of all existing uncovered and floating covered drinking water reservoirs and con | Replace the existing floating covered reservoir with two steel storage tanks, with a total volume of 3.5 million gallons. | 4500000 | 2010-01-01 | 9 | Sacramento District | Pollock Pines Reservoir Floating Cover Replacement
0910001 | 029 | EL DORADO ID - MAIN | H | 0 | C | 112000 | The District is currently under Compliance Order No. 01-09-98-ORD-001, Amendment No. 5 dated June 6, 2005. A prior amendment (No.3) required the District to "abandon the use of all existing uncovered and floating covered drinking water reservoirs and con | Replace the existing floating covered reservoir with two steel storage tanks, with a total volume of 5.0 million gallons. | 6140000 | 2010-01-01 | 9 | Sacramento District | Reservoir 11 Floating Cover Replacement
3410001 | 011 | SACRAMENTO SUBURBAN WATER DISTRICT | H | 0 | C | 177000 | The District currently has approximately 32,550 single-family residential lots that remain un-metered. These customers are on a flat rate billing and are billed the same amount each month regardless of water usage. In June 2003, the District signed the | The District is currently retrofitting approximately 1,325 residential flat rate customers each year with water meters. At the present time, meters are being retrofitted and installed on customer service lines that connect to water mains already located | 5000000 | 2009-01-01 | 9 | Sacramento District | SSWD - Water Meter Retrofits
1910087 | 004 | METROPOLITAN WATER DIST. OF SO. CAL. | H | 0 | C | 10000000 | The 630-mgd Skinner plant includes a 110-million gallon finished water reservoir (FWR), which provides operational storage. The reservoir was constructed in 1991 with a 16-acre Hypalon floating cover. The existing floating cover has performed well but h | The project consists of removing and replacing the existing Hypalon floating cover (approximately 700,000 ft2), adding rain water removal pumps, modifying existing electrical system, installing drain pipes, and other appurtenant work. | 3500000 | 2009-06-01 | 16 | Central District | Skinner Treatment Plant Finished Water Reservoir Cover Replacement
5510001 | 008 | TUD - SONORA/JAMESTOWN WATER SYSTEM | I | 45 | C | 10294 | The Tuolumne Utilities District (TUD) currently operates 14 separate DHS permitted water systems, 13 of which are served by treated surface water from separate water treatment plants located on the TUD ditch system. The majority of these small independen | TUD proposes to hire engineering and planning consultants to increase water treatment plant reliability, facilitate compliance with current and upcoming disinfection and log removal regulations, reduce the regulatory burden on the state DHS and TUD, and r | 500000 | 2008-09-01 | 11 | Merced District | Water Treatment Plant Regionalization Study
5510030 | 002 | TUD - MONTE GRANDE WATER SYSTEM | I | 35 | C | 550 | The Monte Grande water treatment plant serves approximately 538 customers in the Monte Grande, Soulsbyville and Curtis Creek areas of Tuolumne County. The treatment plant source water originates in the South Fork of the Stanislaus River and is conveyed t | The Monte Grande water treatment plant is made up of one up-flow clarification units. The plant capacity is .5MGD. The addition of a second unit was planned for in the plant design and would require minimal work for plant expansion. The District has re | 1805000 | 2010-01-01 | 11 | Merced District | Monte Grande WTP Expansion and UV Installation
5510010 | 005 | TUD - CRYSTAL FALLS WATER SYSTEM | I | 30 | C | 5301 | The Crystal Falls SWTP and Willow Springs SWTP are operated at peak flows that exceed the allowable filtration rate in the SWTR. | Expand the Monte Grande SWTP and connect the Crystal Falls/Willow Springs system to the Monte Grande system. | 1400000 | 2007-01-01 | 11 | Merced District | Willow Springs SWTP Replacement
5510010 | 006 | TUD - CRYSTAL FALLS WATER SYSTEM | I | 30 | C | 5301 | The Crystal Falls SWTP operates at filtration rates that exceed the SWTR during peak demand periods. | Construct a new SWTP. | 15000000 | 2007-01-01 | 11 | Merced District | New Crystal Falls SWTP
1200671 | 007 | BENBOW W.C. | I | 25 | C | 150 | The existing surface water, direct filtration treatment plant does not have sedimentation or clarification. A single media, roughing filter is the only pre-treatment and is ineffective during the frequent, winter high river levels with associated high in | Install .3 MGD clarfier with surge storage and boost pumps and convert existing pressure roughing filter to multi-media filter. | 265000 | 2010-01-01 | 1 | Klamath District | Water Treatment Plant Clarifier
5410007 | 002 | LSID - TONYVILLE | I | 25 | C | 400 | The Lindsay-Strathmore Irrigation District (District) provides water for domestic and/or agricultural irrigation purposes. The District utilizes imported surface water as their primary water supply. The District has a contract for Class 1 water from the | The District believes that the construction of a new water supply pipeline for the Tonyville System will result in lower disinfection by-products (DBPs). The new pipeline will enable the District to provide unchlorinated water to its treatment plant whic | 125000 | 2008-08-01 | 12 | Visalia District | Tonyville Water Quality Improvement Project
0510005 | 004 | C.C.W.D., WEST POINT | I | 25 | C | 1400 | The existing WTP consists of a 1.0 mgd Microfloc contact filtration process. The current backup filter is a pressure treated system that does not produce compliant drinking water. When plant filters go down or are offline for maintenance, water exceeds M | Project will add 0.5 million gallons per day of redundant treatment capacity. The treatment process will use a packaged system purchased from a vendor. The District's bid package contains water quality performance requirements and details for connecting t | 650000 | 2010-01-01 | 10 | Stockton District | West Point WTP Filter Compliance Project
1210022 | 006 | RESORT IMPRVMT. DIST. #1 | I | 25 | C | 1500 | Need to upgrade water treatment plant facility. System relies on prefiltration to meet disinfection requirements. | Develop plan and specifications and complete construction. | 225000 | 1998-01-01 | 1 | Klamath District | SWTR compliance (1997)
0310021 | 007 | AMADOR COUNTY SERVICE AREA #3/UNIT 6 | I | 25 | C | 2386 | Numerous feasibility studies and engineering reports have been conducted over the past ten to fifteen years by Amador Water Agency, EBMUD & Calaveras County Water District (‘CCWD’) to either initiate or improve potable water service in the Camanche area o | This project inicludes the supply transition from wells to surface/aqueduct source water. This alternative includes the following:1) A 2.0 MGD Regional Water Treatment Plant located at South Shore Lake Camanche that would provide service to EBMUD, CCWD, | 1930000 | 2010-01-01 | 10 | Stockton District | Lake Camanche Surface Water Treatment Plant
0310021 | 008 | AMADOR COUNTY SERVICE AREA #3/UNIT 6 | I | 25 | C | 2386 | The North Shore Lake Camanche Groundwater System history includes issues with Groundwater Wells’ capacity, supply, failing to meet contact time for disinfection in its two distribution systems, including violations for positive TC Bacteria & pressure. The | Immediate correction to achieve Disinfection Contact time and accommodate wells off-line at intervals of positive Total Coliform or Bacteria Coliform is to construct a direct 3,820’-12” water main so as to isolate the line between Wells 9 and 14 to a new | 4215141 | 2010-01-01 | 10 | Stockton District | Camanche Water Quality Requirements for Disinfection & System Supply
1710001 | 006 | CLEARLAKE OAKS COUNTY WATER DISTRICT | I | 25 | C | 2458 | Recycled backwash water to headworks shall be restricted to 10% of total production | Installing a backwash holding tank at WTP will bring system into conformance with CAP. | 145000 | 2008-01-01 | 3 | Mendocino District | Backwash Holding Tank installed
1710008 | 005 | NICE MUTUAL WATER COMPANY | I | 25 | C | 2500 | Plant needs evaluation to identify components in need of improvements to meet CAP, including 55-yr old pressure filters and other aging equipment and structures. | Evaluate plant condition, recommend improvements and construct improvements. | 500000 | 1998-01-01 | 3 | Mendocino District | Crypto Action plan (1997)
5510012 | 011 | TUD - UPPER BASIN WATER SYSTEM | I | 25 | C | 3446 | The District owns and operates 14 water treatment plants (WTP) that serve 13,000 treated water customers. The majority of these WTPs are of limited treatment capacity and capability. There are an excessive number of water treatment plants for the numbe | The proposed project includes the design and construction of a WTP that would consolidate four water systems, provide for permanent interconnections of adequate volume to supply the needs of two additional public water systems and eliminate four to six WT | 7684875 | 2008-09-01 | 11 | Merced District | Sierra Pines Water Treatment Plant
1010044 | 001 | HURON, CITY OF | I | 25 | C | 7306 | HIGH TURBIDITY LEVELS IN RAW WATER FROM THE CALIFORNIA AQUEDUCT HAVE RESULTED IN UNSCHEDULED SHUTDOWNS OF THE PLANTS FOR BACKWASHING OF THE FILTERS. PLANTS UNABLE TO CONSISTENTLY MEET THE CRYPTOSPORIDIUM ACTION PLAN. | INSTALLATION OF CLARIFIERS TO REDUCE DOWN TIME AND INCREASE THE PRODUCTION OF THE EXISTING PLANTS. | 500000 | 1999-01-01 | 23 | Fresno District | planning - crypto actton plan compliance (1997)
5410006 | 002 | LINDSAY, CITY OF | I | 25 | C | 11450 | Unfiltered surface water being used for backwashing filters at surface water treatment plant. | Redesign and replumb existing raw water supply and valving to allow finished water to be used for backwashing filters. | 400000 | 2006-01-01 | 12 | Visalia District | Crypto action plan compliance
5304209 | 001 | JUNCTION CITY SCHOOL | I | 25 | P | 100 | Spikes in turbidity measurements when filter starts up after service interruptions. Some of the filter media is deteriorated and needs to be replaced. | Replacement of filter media. | 100000 | 1998-01-01 | 1 | Klamath District | Filter Plant Upgrade
0600041 | 001 | FOUTS SPRINGS YOUTH FACILITY | I | 25 | P | 120 | Surface water treatment plant improvements are needed to comply with the Cryptosporidium Action Plan and to treat higher turbidity water. | Replace existing raw water storage tank and piping. Add 50,000 gallon clearwell tank. | 224000 | 1998-01-01 | 21 | Valley District | SWTP Upgrade for CAP (1997)
5500116 | 001 | PEPPERMINT CREEK MHP #15 | I | 20 | C | 280 | NEED TO INSTALL A STATIC MIXER, FILTER-TO-WASTE VALVE, BACKWASH METER, PLANT SHUTDOWN FEATURE, REPLACE SURFACE WASH SYSTEM, INSTALL ALARM SYSTEM, AND INSTALL PARTICLE COUNTER. | THE ABOVE ITEMS NEED TO BE INSTALLED TO IMPROVE THE PERFORMANCE AND RELIABILITY OF THE TREATMENT PLANT TO INSURE COMPLIANCE WITH THE SWTR. | 32000 | 1998-01-01 | 11 | Merced District | SWTR reliability
5510033 | 004 | TUD-SCENIC VIEW/SCENIC BROOK | I | 20 | C | 625 | THE PHOENIX DITCH THAT SUPPLIES THE WTP IS CONTAMINATED FROM RUNOFF CAUSING THE PLANT TO HAVE DIFFICULTY MEETING OUR DEPARTMENT'S CAP. | CONSTRUCT A PIPELINE TO REPLACE THE OPEN DITCH FROM THE SHAWS FLAT PIPELINE TO PHOENIX ROAD. | 147000 | 1999-01-01 | 11 | Merced District | Phoenix ditch replacement shaws flat pipeline to phoenix rd
1710022 | 006 | LAKE COUNTY CSA 20 - SODA BAY | I | 20 | C | 1342 | The Soda Bay Water Treatment Facility treats surface water from Clear Lake to drinking water standards for the customers in CSA# 20. The treatment process is significantly challenged by summer algae blooms and seasonal water demand and insufficient stora | The project description includes the installation of a pre-treatment clarifier, capable of processing .5 MGD. The clarifier will be located in an existing vacant area at the north side of the water treatment facility, adjacent to the raw water intake pip | 1500000 | 2010-01-01 | 3 | Mendocino District | CSA# 20 Soda Bay Water System Infrastructure Improvements
1710021 | 002 | LAKE COUNTY CSA 21 - NORTH LAKEPORT | I | 20 | C | 2868 | The North Lakeport Water Treatment Facility supplies water for customers within County Service Area #21. The facility treats surface water from Clear Lake to drinking water standards. Part of the treatment process includes ozone treatment. The existing | The Liquid Oxygen system consists of one steel storage tank and feed system. The liquid oxygen storage tank (8'x15', approx 3000 gallon steel) will be anchored to a poured concrete slab, located adjacent to the treatment building. Associated pipes, cont | 102500 | 2010-01-01 | 3 | Mendocino District | Liquid Oxygen Supply System
5510002 | 006 | TUD - PONDEROSA | I | 15 | C | 1461 | The Ponderosa water treatment plant serves approximately 1,430 customers in the Ponderosa Hills area of Tuolumne County. The treatment plant source water originates in the South Fork of the Stanislaus River and is conveyed to the treatment plant though P | The Ponderosa water treatment plant is a conventional treatment plant with pressure filters. The District has reviewed several options which included replacement of the pressure filters with membrane filters, the addition of membrane filters, the addition | 650000 | 2010-01-01 | 11 | Merced District | Ponderosa Hills UV Installation
2010003 | 003 | BASS LAKE WATER COMPANY | I | 15 | C | 2800 | The domestic water supply for the Bass Lake Water Company (BLWC) is provided by a direct filtration surface water treatment plant (WTP) and several wells. In order to supply enough water to meet peak demand periods during the summer months, BLWC must ope | In 2005, Boyle Engineering prepared a water treatment plant expansion feasibility study for BLWC. That study recommended that BLWC construct a new surface water treatment plant and raw water intake to replace the existing WTP.Based on the Boyle report, B | 3500000 | 2010-01-01 | 11 | Merced District | Willow Creek Surface Water Treatment Plant
5510013 | 012 | TUD - COLUMBIA WATER SYSTEM | I | 15 | C | 3646 | The Columbia water treatment plant serves approximately 3,653 customers in the Columbia and Gibbs areas of Tuolumne County including the Columbia State Historic Park. The treatment plant source water originates in the South Fork of the Stanislaus River a | The Columbia water treatment plant is made up of three up-flow clarification units. Each unit is .5MGD. The District has reviewed several options which included replacement of the up-flow clarification units with membrane filters, the addition of membra | 725000 | 2010-01-01 | 11 | Merced District | Columbia WTP UV Project
1010044 | 005 | HURON, CITY OF | I | 15 | C | 7306 | The City of Huron (City) owns and operates a water treatment plant (WTP) to provide treated drinking water to its residents. The raw water supply is obtained from the California Aqueduct and is delivered by Westlands Water District. The City currently ha | The Process Feasibility Study will recommend two options that provide the best overall value to the City. First consideration will be given to reusing the existing plant and providing the necessary upgrades or additional process units required to meet the | 260000 | 2010-01-01 | 23 | Fresno District | City of Huron TOC Reduction Study
3310022 | 001 | LAKE HEMET MWD | I | 15 | C | 50001 | The District has prior to 'turn-of-the-century' surface water rights. Existing treamtent plant is D-rated due to latest clean water regualtions. New water treatment technology will better able us to use surface water diversions and lower dependance on the | Construct a new surface water treatment plant or add an additional treatment element (membrane or bag filter system) in front of plant to better regulate influent turbidiy changes. | 3500000 | 2003-01-01 | 20 | Riverside District
3310005 | 001 | DESERT WATER AGENCY | I | 15 | C | 71168 | Snow and Falls Creek System: Proposed EPA, Enhanced Surface Water Treatment Rule, will likely render existing surface water treatment facilities in non compliance. | Design and construction of chemical addition, coagulation, flocculation, sedimentation, filtration, and disinfection surface water treatment facilities and appurtenances. | 6200000 | 2002-01-01 | 20 | Riverside District | Crypto Action Plan level SWT (1997)
3310005 | 002 | DESERT WATER AGENCY | I | 15 | C | 71168 | Chino Creek System: Proposed EPA, Enhanced Surface Water Treatment Rule, will likely render existing surface water treatment facilities in non compliance. | Design and construction of chemical addition, coagulation, flocculation, sedimentation, filtration, and disinfection surface water treatment facilities and appurtenances. | 1700000 | 2002-01-01 | 20 | Riverside District | Crypto Action Plan - Chino Creek System (1997)
0510012 | 002 | CAMANCHE SOUTH SHORE-EBMUD | I | 10 | C | 180 | OLD PLANT NOT DESIGNED TO MEET REQUIREMENTS OF CRYPTOSPORIDIUM ACTION PLAN. | CONSTRUCT NE W PLANT TO COMPLY WITH CAP REQUIREMENTS. | 2800000 | 1998-01-01 | 10 | Stockton District | Camanche South Shore (NOAA revoked) (1997)
3110033 | 001 | CASTLE CITY MOBILE HOME PARK | I | 10 | C | 280 | Will not meet new regulations based on California Cryptosporidium Action Plan. Lack of separate flocculation basin and backwash system is manual. | Build separate flocculation basin and install automatic backwash system. | 100000 | 1998-01-01 | 2 | Lassen District
5510002 | 007 | TUD - PONDEROSA | I | 10 | C | 1461 | The Ponderosa water treatment plant serves approximately 1,430 customers in the Ponderosa Hills area of Tuolumne County. The treatment plant source water originates in the South Fork of the Stanislaus River and is conveyed to the treatment plant though PG | The Ponderosa water treatment plant is a conventional treatment plant with pressure filters. The District has reviewed several options which included replacement of the pressure filters with membrane filters, the addition of membrane filters, the addition | 2200000 | 2010-01-01 | 11 | Merced District | Ponderosa WTP Reconstruction
3310019 | 008 | IDYLLWILD WATER DISTRICT | I | 10 | C | 2500 | Surface water treatment plant must be upgraded to comply with SWTR as directed by DHS. Plant is out of service at this time. | Inprove surface wash and filtration system and add appropriate control systems. | 300000 | 2000-01-01 | 20 | Riverside District | SWTP Upgrade (1997)
3310012 | 013 | ELSINORE VALLEY MWD | I | 10 | C | 121420 | Elsinore Valley Municipal Water District (EVMWD) obtains its potable water supplies from local groundwater, local surface water from Canyon Lake, and imported water from Metropolitan Water District of Southern California. The Canyon Lake Water Treatment | The UV Disinfection Project (Project) consists of constructing two parallel in-line UV Generators with a capacity of 9 mgd in the finished water piping between the filter gallery and chlorine contact tank at the Canyon Lake Water Treatment Plant for prima | 2000000 | 2010-01-01 | 20 | Riverside District | Canyon Lake Water Treatment Plant Ultraviolet Disinfection Project
3710006 | 003 | ESCONDIDO, CITY OF | I | 10 | C | 140000 | Delivery system from Lake Henshaw to Lake Wohlford is 14 miles of open canal which is 90 + years old in places and subject to contamination. Reliability of system is at risk due to weather and coliform contamination. | Design and construct/repair portions of canal with greatest exposure risk. | 5000000 | 1999-01-01 | 14 | San Diego District | Henshaw to Wohlford canal rehabilitation (1997)
3910006 | 005 | STOCKTON EAST WATER DISTRICT | I | 10 | C | 250000 | Stockton East Water District wholesales treated water from its Dr. Joe Waidhofer Water Treatment Plant to City of Stockton, California Water Service Company and San Joaquin County. Population served in the Stockton urban is over 300,000.The Dr. Joe Waidh | The project will consist of the design and construction of a 10 MG clearwell. The additional reservoir will be located adjacent to the existing 10 MG clearwell. The clearwell will provide disinfection contact time to meet regulartion, extra fire protect | 12770700 | 2010-01-01 | 10 | Stockton District | Construction of a 10 MG Clearwell
3910006 | 006 | STOCKTON EAST WATER DISTRICT | I | 10 | C | 250000 | Stockton East Water District wholesales treated water from its Dr. Joe Waidhofer Water Treatment Plant to City of Stockton, California Water Service Company and San Joaquin County. Population served in the Stockton urban is over 300,000.The Dr. Joe Waidh | The project will consis of the design and construction of four (4) new filters. The filters will be located at the district treatment plant adjacent to existing sedimentation basin.The filter project is part of a larger project that will consist of the 1 | 7882300 | 2010-01-01 | 10 | Stockton District | Construction of Additional 4 Filters
1503341 | 005 | TEJON-CASTAC WATER DISTRICT-15 &LAVAL RD | I | 10 | P | 1000 | DBPR compliance, high TTHM levels. | Coagulation injection. | 590000 | 2007-01-01 | 19 | Tehachapi District | TTHM reduction
1503341 | 006 | TEJON-CASTAC WATER DISTRICT-15 &LAVAL RD | I | 10 | P | 1000 | The problem addressed in this project is DBP formation. The Tejon Castac Water District uses surface water supplied by the State Water Project treated by PALL microfiltration, and 12.5% sodium hypchlorite as a disinfectant. The State Water Project is co | This project will include a pretreatment system to reduce the DBP formation potential. A Rapid Small-Scale Colum Test (RSSCT) will be performed to evaulate the variablility of the raw water and determine the best long term solution. Most probable treatm | 1500000 | 2008-01-01 | 19 | Tehachapi District | Tejon-Castac Water District DBP Compliance
1503341 | 007 | TEJON-CASTAC WATER DISTRICT-15 &LAVAL RD | I | 10 | P | 1000 | The problem addressed in this project is DBP formation. The Tejon Castac Water District uses surface water supplied by the State Water Project treated by PALL microfiltration, and 12.5% sodium hypchlorite as a disinfectant. The State Water Project is co | This project will include a pretreatment system to reduce the DBP formation potential. A Rapid Small-Scale Colum Test (RSSCT) will be performed to evaulate the variablility of the raw water and determine the best long term solution. Most probable treatm | 1500000 | 2010-01-01 | 19 | Tehachapi District | Tejon-Castac Water District DBP Compliance
0310012 | 006 | ACWA BUCKHORN PLANT | I | 5 | C | 8508 | The Buckhorn Water Treatment Plant (WTP) provides both retail and wholesale domestic service to communities in the Eastern part of Amador County. Currently 2- of the Wholesalers have been cited by the Department of Health Services for non-compliance of H | The project proposes to install a UV system at the WTP and 3- post Chlorine Stations within the system. This will reduce the chlorine dosage at the WTP and will therefore conform to the Disinfection Bi-Product Requirements | 330000 | 2007-01-01 | 10 | Stockton District | CAWP - Buckhorn WTP Disinfection Bi-Products Compliance
3710020 | 030 | SAN DIEGO - CITY OF | I | 5 | C | 1266731 | The Miramar Water Treatment Plant requires construction of new ozone facilities to increase the capacity and meet water quality goals for future DBP requirements.. | This project would provide for the construction of new ozone facilities which would help increase the capacity and water quality of the treatment plant. | 26000000 | 2005-01-01 | 14 | San Diego District | Miramar WTP ozone
3710020 | 063 | SAN DIEGO - CITY OF | I | 5 | C | 1266731 | As part of the City of San Diego’s Water Department Capital Improvements Program, the Alvarado Water Treatment Plant is undergoing an upgrade and expansion to increase its treatment capacity from 120 to 200 million gallons of drinking water a day (mgd) to | This project is a continuing upgrade and expansion of the Alvarado Water Treatment Plant, Phase III which will rehabilitate the 1952 sedimentation and flocculation basins 1 and 2 with upgraded equipment, controls and structural improvements to enhance the | 20000000 | 2010-01-01 | 14 | San Diego District | Alvarado Water Treatment Plant Phase III (Flocculation and Sedimentation Basins)
5500136 | 001 | BERKELEY TUOLUMNE CAMP | I | 5 | N | 250 | SYSTEM LACKS RELIABILITY AS IT HAS NO AUTOMATED BACKWASH SYSTEM, SHUTDOWN OR ALARM SYSTEMS. | INSTALL AUTOMATED BACKWASH SYSTEM, PLANT SHUTDOWN AND ALARM SYSTEMS. | 175000 | 1998-01-01 | 11 | Merced District | Reliability
4600012 | 001 | ALLEGHANY COUNTY W.D. | I | 0 | C | 80 | System not meeting CAP turbidity performance goal of 0.1 NTU. Electronic system for treatment plant needs to be replaced. New turbidimeter, new system pump at treatment plant and need new portable test equipment. Replace membranes. | Make improvements to treatment facility to ensure continued reliable water supply. | 55000 | 2008-04-01 | 2 | Lassen District | Treatment Plant Improvments
4100503 | 004 | BUTANO CANYON MUTUAL | I | 0 | C | 276 | We constantly exceed the MCL for Trihalomethanes. This has required our Mutual Water Company to send out public notification every quarter upon receiving the test results.Our two 60,000 gallon water tanks are old and were used when they were installed man | Our fitration plant will be reviewed by an experienced engineer to then be reconstructed to eliminate our Trihalomethane problem. This is our main focus, however, we feel the storage tanks are highly subject to failure and therefore, we want to include th | 325000 | 2010-01-01 | 17 | Santa Clara District | Reconfigure treatment system (THM compliance) and replace storage tanks.
4110012 | 003 | CUESTA LA HONDA GUILD, INC. | I | 0 | C | 750 | High TTHM levels - Exceeds Running Annual Average MCL for TTHM | Install treatment system - Miex Anion Exchange system or chloramine treatment | 215000 | 2007-01-01 | 17 | Santa Clara District | TTHM Mitigation
2110005 | 006 | BOLINAS COMMUNITY PUD | I | 0 | C | 1200 | The BCPUD water distribution system is a gravity-fed, piecemeal system assembled over the last 80 years. The present district was formed in 1967 via the consolidation of two formerly-existing utility districts that each served different sections of the c | The planning and feasiblity study will consist of a comprehensive engineering analysis of the BCPUDs water distribution system to identify, plan and prioritize system-wide improvement projects. This analysis will include, but not be limited to, a scruti | 300000 | 2009-09-01 | 18 | Sonoma District | Planning & Feasibility Study: Upgrade BCPUD Water Distribution System
3510007 | 001 | HOLLISTER/SUNNYSLOPE WTA | I | 0 | C | 10000 | Currently the Lessalt Surface Water Treatment Plant will not meet the upcoming disinfection byproduct rule which is slated to take effect in 2012. The renovation of the Lessalt Surface Water Treatment Plant will allow the Lessalt Potable Water System, the | The construction of the Lessalt Surface Water Treatment Plant retrofit will add chemical addition of alum coagulant, polymer, and oxidant to the influent side of the existing treatment plant. The oxidized and coagulated water will then flow in a newly con | 3700000 | 2010-01-01 | 5 | Monterey District | Lessalt Surface Water Treatment Plant Disinfection Byproducts Upgrade
1510053 | 004 | ANTELOPE VALLEY E KERN WTR AGY F | I | 0 | C | 11548 | AVEK's Surface Water Treatment Plant in Rosamond has had violations of the current TTHM MCL (system averaging) requiring violation notification of AVEK retail purveyors. The water source for the plant is the State Water Project which has high TOC levels e | Modifications to the AVEK's Rosamond Water treatment plant will allow the system to remain in compliance when LRA TTHM regulations come into effect. Ozone disinfection combined with deep bed biologically active GAC filters are expected to help lower curre | 12562600 | 2010-01-01 | 19 | Tehachapi District | AVEK Rosamond Water Treatment Plant DBP Control Project
3610005 | 001 | LAKE ARROWHEAD CSD | I | 0 | C | 30000 | Inadequate water treatment capacity, undersized distribution system. | Implementation of capital improvements identified in March 2008 water master plan | 10000000 | 1998-01-01 | 13 | San Bernardino District
4110025 | 005 | NORTH COAST COUNTY WATER DIST | I | 0 | C | 38390 | Need to upgrade water treatment plant to meet proposed microbial treatment standards. | Add second contact clarifier and ozonation system. | 1000000 | 1999-01-01 | 17 | Santa Clara District | SWTP Improvements (1997)
3610037 | 004 | REDLANDS CITY MUD-WATER DIV | I | 0 | C | 80000 | Modifications needed for Hinckley WTP to meet TOC removal requirements in Stage 1 DBP Rule | Plan, design, and construct improvements to WTP | 17000000 | 2005-01-01 | 13 | San Bernardino District | Hinckley WTP Modifications (2003)
0910001 | 025 | EL DORADO ID - MAIN | I | 0 | C | 112000 | In general, the proposed improvements will increase plant capacity, improve reliability, and optimize performance of all plant processes to comply with the SWTR and Cryptosporidium Action Plan. | The primary expansion components are as follows:Raw Water Pump Station: Provide redundant pumping capacity EDHWTP: Raw water supply: Construct raw water head tank to improve clairifier flushes, install new chemical flash mix for improved chemical mixin | 13800000 | 2010-01-01 | 9 | Sacramento District | El Dorado Hills Water Treatment Plant Phase 1B Expansion (2009)
3610018 | 003 | CUCAMONGA VALLEY WATER DISTRICT | I | 0 | C | 185534 | The Cucamonga Valley Water District (District) will be required to meet the future regulation of Stage 2 disinfectants/Disinfection By-Product (Stage 2 D/DBP) Rule. To continue to be in compliance with current pending and future water quality regulations | The upgrades include construction a 24 inch CML&C raw water main connecting the existing Day & East Canyon surface water main to the LMWTP. The proposed alignment runs approximately 3,150 feet from Etiwanda Avenue to Wilson Avenue to LMWTP and would allo | 33500000 | 2010-01-01 | 13 | San Bernardino District | LWMWTP Surface Water Treatment Facilities Upgrades
1910128 | 010 | COVINA IRRIGATING CO. | I | 0 | C | 1000000 | The Temple WTP is a 12.5 MGD conventional water treatment plant that treats either local surface water, supplies from the State Water Project (SWP), or blends of the two sourcewaters. The Temple WTP as originally configured used sodium hypochlorite for b | Alternate methods using granulated activated carbon, magnetic ion exchange resin, chlorine, ozone, and chlorine dioxide have been considered and ruled out, either due to the excessive cost, insufficient space requirements, or an inability to meet regulato | 5500000 | 2010-01-01 | 15 | Metropolitan District | Temple WTP UV Treatment for Regulatory Compliance and Regional Reliability
3810001 | 073 | SAN FRANCISCO REGIONAL WATER SYSTEM | I | 0 | C | 1000000 | HH supply may not meet the new DB Rules for Crypto inactivation. | Design and construct ozone facilities for the Hetch Hetchy supply. | 1205000 | 1998-01-01 | 4 | San Francisco District | Treatment of HH for Disinfection byproduct rule and Crypto action plan (1997)
3810001 | 173 | SAN FRANCISCO REGIONAL WATER SYSTEM | I | 0 | C | 1000000 | Although the San Francisco Regional Water System has about 600 retail customers, it is a wholesale water system that serves a total of 2.4 million customers in the counties of Alameda, San Mateo, Santa Clara, and San Francisco.Under the Long Term 2 Enhanc | SFPUC’s unfiltered Hetch Hetchy (HH) water supply is currently pH-adjusted using lime for corrosion control and disinfected using sodium hypochlorite to provide at least 3-log Giardia and 4-log virus inactivation. The sodium hypochlorite disinfection occu | 20000000 | 2010-01-01 | 4 | San Francisco District | Tesla Advanced Disinfection and Chemical Treatment Facility
4310027 | 005 | SANTA CLARA VALLEY WATER DISTRICT | I | 0 | C | 1000000 | Existing surface water treatment plant needs to be upgraded to comply with crypto action plan. | Replace filter media and install washwater clarification processes at Rinconada water treatment plant. Install new filter-to-waste process at Rinconada plant. | 5300000 | 1998-01-01 | 17 | Santa Clara District | Rinconada WTP
4310027 | 007 | SANTA CLARA VALLEY WATER DISTRICT | I | 0 | C | 1000000 | Existing surface water treatment plant needs to be upgraded to comply with crypto action plan. | Replace filter media and install washwater clarification processes at Penitencia water treatment plant. (Splitted from proj 05) | 2800000 | 1998-01-01 | 17 | Santa Clara District | Penitencia WTP
3710020 | 059 | SAN DIEGO - CITY OF | I | 0 | C | 1266731 | new upgrade to meet DBP 2 and LT2ESWTR | floc/sed basin, modify 16 filters, new backwash system, filter to waste | 23818000 | 2006-01-01 | 14 | San Diego District | Otay WTP upgrade phase 1
0110005 | 010 | EAST BAY MUD | I | 0 | C | 1300000 | Water Treatment Plant Solids Facilities Improvements - Supernatant is inadequately treated, has the potential of violating proposed microbial MCL. Existing solids handling systems are deficient in capacity at several WTP's. | Treat reclaimed supernatant. Evaluate the recycle streams including those with potential to be recycled to the headworks of a plant. Ensure that treatment would include construction of identified improvements. | 24800000 | 2000-01-01 | 4 | San Francisco District | Solids Handling Facilities (1997)
1910067 | 014 | LOS ANGELES-CITY, DEPT. OF WATER & POWER | I | 0 | C | 4071873 | The United States Environmental Protection Agency has promulgated the Stage 2 Disinfectant and Disinfection Byproducts Rule (Stage 2 DBPR) to reduce the potential cancer and reproductive and developmental health risks from disinfection byproducts in drink | Two separate chloramination stations are to be constructed at the Van Norman Complex to treat the water being delivered to customers. The Van Norman Chloramination Station No. 1 (VNCS1) will be located at 12861 Sepulveda Blvd. adjacent to Van Norman Pump | 28500000 | 2009-01-01 | 15 | Metropolitan District | Van Norman Chloramination Station 1 & 2
1910087 | 006 | METROPOLITAN WATER DIST. OF SO. CAL. | I | 0 | C | 10000000 | The Mills plant exclusively treats State Water Project (SWP) water. Due to its proximity to the DWR conveyance system, the plant receives East Branch SWP water via Lake Silverwood and Lake Perris. From 2003 to 2005, average total organic carbon (TOC) conc | The project scope includes:addition of: a fourth 3,000 ppd ozone generator with power supply unit;a third LOX tank (34,000 gallon) with concrete foundation;a supplemental nitrogen generation system package;additional ambient ozone gas analyzers;powe | 30829000 | 2007-01-01 | 16 | Central District | Henry J. Mills Water Treatment Plant Ozone System Capacity Upgrade
1910087 | 008 | METROPOLITAN WATER DIST. OF SO. CAL. | I | 0 | C | 10000000 | The existing Mills plant ozonation system is undersized for the expected ozone dosages required to reliably treat 220 mgd.The existing Mills plant ozone generation system includes three ozone generators, two liquid oxygen (LOX) tanks, and related equipmen | The project consists of constructing structures and facilities to upgrade the ozone system; making connections to existing facilities; testing and commissioning; installation of the Ozonia North America-furnished equipment (see next paragraph); and perfor | 2000000 | 2010-01-01 | 16 | Central District | Mills Treatment Plant Ozone System Reliability Upgrade
1910087 | 012 | METROPOLITAN WATER DIST. OF SO. CAL. | I | 0 | C | 10000000 | Unacceptably high concentrations of manganese remain on the filter media at the Diemer plant, and, without mitigation, consumers would receive colored water when biological filtration is initiated in 2012. In response to the USEPA’s Stage 1 D/DBP Rule, M | The project consists of removal and disposal of existing anthracite coal and the upper one-half of the underlying silica sand layer in all 48 filter units; furnishing and installing new filter media; and other appurtenant work. Replacement of the mangane | 4000000 | 2010-01-01 | 16 | Central District | Robert B. Diemer Treatment Plant Filter Media Replacement
5510001 | 007 | TUD - SONORA/JAMESTOWN WATER SYSTEM | J | 45 | C | 10294 | Water delivered in the business core of the City of Sonora and surrounding residential areas is constantly plagued with terrible taste, odor and color casued by rusty pipes, high iron and manganese and breakthrough of iron and manganese films. There are | TUD proposes to replace one thousand (1000) water service laterals ranging in pipe size from 3/4 inch to 6 inch. The service lines would be replaced from the District main to the customers property line. The District will then implement a private wate | 1500000 | 2008-06-01 | 11 | Merced District | Sonora Water Quality Improvement Program
5400882 | 001 | PLEASANT VIEW WEST | J | 45 | P | 527 | School's well is within 50 feet of Poplar CSD's wastewater disposal ponds. Potential for contaminant migration to School's well. | Interconnect with Poplar CSD water system and abandon well. | 230000 | 2003-01-01 | 12 | Visalia District | Tie in with Poplar CSD
5510005 | 003 | TWAIN HARTE COMMUNITY SERVICES DISTRICT | J | 25 | C | 2568 | Many of the water lines in the Sherwood Forest service area are in close proximity to septic tank-leachfield areas. Also, low pressure and water supply problems are experienced due to inadequate distribution lines. | Install 10,000 feet of new 6-inch diameter PVC water lines and necessary appurtenances. | 1000000 | 2005-01-01 | 11 | Merced District | Sherwood Forest
2000511 | 001 | MD#85 VALETA MUTUAL WATER COMPANY | J | 20 | C | 45 | The well has elevated nitrate levels. One sample collected in February 2005 had a nitrate result of 46.1 mg/L. However, 6 subsequent samples were below the nitrate MCL. The well also produces an inadequate supply of water. | Construct a new well or nitrate treatment facilities. | 863000 | 2007-01-01 | 11 | Merced District | Construct New Well or WTP
4910028 | 002 | SWEETWATER SPRINGS CWD - MONTE RIO | J | 20 | C | 3000 | Low water pressure (lines may be subject to backsiphonage), lack of adequate water storage and water quality problems. | Install and replace transmission and distribution system to prevent contamination and to improve water pressure. Install and upgrade water storage facilities. | 3700000 | 1998-01-01 | 18 | Sonoma District
4910028 | 003 | SWEETWATER SPRINGS CWD - MONTE RIO | J | 20 | C | 3000 | Inadequate storage and undersized, leaky water mains suseptible to intrusion from old septic systems. | Install 60,000-gallon tank and replace 1-inch mains with 6-inch mains. | 1120000 | 2007-01-01 | 18 | Sonoma District | Project 1
4910028 | 004 | SWEETWATER SPRINGS CWD - MONTE RIO | J | 20 | C | 3000 | Leaky, old, undersized mains in area of failing septic. | Install 5,800 feet of 6-inch water main and connect customers served by old mains. | 1026000 | 2008-01-01 | 18 | Sonoma District | Project 2
4910028 | 005 | SWEETWATER SPRINGS CWD - MONTE RIO | J | 20 | C | 3000 | Leaky, old, undersized tank and mains in area of failing septic | Construct 60,000-gallon tank and 3,900 feet of 6-inch water main. | 909000 | 2009-01-01 | 18 | Sonoma District | Project 3
4910028 | 006 | SWEETWATER SPRINGS CWD - MONTE RIO | J | 20 | C | 3000 | Leaky, old, under sized water mains in areas of failing septic. | Install and replace 7,000 feet of distribution line | 1011000 | 2010-01-01 | 18 | Sonoma District | Project 4
4910004 | 002 | SWEETWATER SPRINGS CWD - GUERNEVILLE | J | 20 | C | 6000 | Low water pressure (lines may be subject to backsiphonage), lack of adequate water storage and water quality problems. | Install and replace transmission and distribution system to prevent contamination and to improve water pressure. Install and upgrade water storage facilities. | 2000000 | 1998-01-01 | 18 | Sonoma District
0410007 | 002 | PARADISE IRRIGATION DISTRICT | J | 20 | C | 26299 | The District's distribution system has extensive leaks. Paradise is the largest community in CA without a sewer system. Septic tank effluent is found in trenches. | Replace 213,000 feet of pipeline. | 16000000 | 1998-01-01 | 21 | Valley District | Replace distribution system
1800512 | 002 | CLEAR CREEK CSD-WESTWOOD | J | 15 | C | 400 | System had fecal contamination due to flooding or animal intrusion into spring box, but this only happened once in January 1995. Not recurring. | Improve spring source | 50000 | 2000-01-01 | 2 | Lassen District | Spring house improvements (1997)
3410704 | 006 | SCWA MATHER-SUNRISE | J | 15 | C | 15903 | Well has been abandoned because of proximity to a sanitary sewer. | Design and construct new well to replace well. | 250000 | 1998-01-01 | 9 | Sacramento District
1010029 | 001 | CITY OF SANGER | J | 15 | C | 25404 | Very old, deteriorated 4" cast iron pipelines. Many sections of these lines ruptured in January 2000 resulting in water outages and a boil water advisory required by DHS. | Install ~33,000 feet of new water mains. | 2000000 | 2000-01-01 | 11 | Merced District
2701498 | 001 | HARBOR VIEW WA | J | 10 | C | 75 | The well source is in close proximity to a septic tank. | Drill new well and/or install holding tanks (three 5000 gallon tanks). | 20000 | 2002-01-01 | 5 | Monterey District
5400934 | 002 | PONDEROSA CSD | J | 10 | C | 232 | Coliform contamination of two hard rock wells (currently providing chlorination of the water). One well is within 150' of individual septic tank and leach fields. | Investigate cause/source of coliform - $50,000; Correct problem or drill new wells - $150,000 | 200000 | 2002-01-01 | 12 | Visalia District
5510007 | 003 | DEL ORO WATER COMPANY - STRAWBERRY DIV. | J | 10 | C | 330 | The existing water distribution piping in the Strawberry District service area is extremely deteriorated. The pipeline was installed many years ago and is in drastic need of replacement as evidenced by multiple leaking points, extensive corrosion, and a u | The proposed project would entail construction of approximately 20,000 lineal feet of pipeline, which will meet all current and up to date CDPH standards of today. | 1500000 | 2010-01-01 | 11 | Merced District | Strawberry District - Pipeline Replacement Project
0310020 | 002 | THE OAKS MOBILE HOME PARK | J | 10 | C | 600 | Current source water is an extremely impaired source. | Pipe either treated or raw water for treatment to Oaks. | 2000000 | 2004-01-01 | 10 | Stockton District | Oaks Alternate Source
1910153 | 003 | SOUTH MONTEBELLO IRRIGATION DIST. | J | 10 | C | 7880 | Currently, South Montebello Irrigation District is requesting funds to construct a new well to improve water quality and meet federal requirements for Arsenic. Also, California Department of Public Health is requesting the district to submit a long term p | District wants to destroy two wells that may be influencing our Well 3 and contributing to an Arsenic problem that required us to notified our customers that we exceeded MCL (13ppm- MCL 10ppm) and to adopt a blending plan with our Well 5.We are currently | 2150000 | 2010-01-01 | 22 | Angeles District | Replacement of Wells No. 1 & 2 with New Well No. 8
1600240 | 001 | RUBALCAVA WATER SYSTEM | J | 10 | N | 25 | Replace old, leaking 350 foot galvanized iron pipe from wellhead to several users including a residential dwelling house, a restaurant/bar and retail truck parts company. Wellhead has tested positive for coliform bacteria in the past, perhaps from backfl | Replace service line from well to commercial and residential users, approx. 350 feet using piping of an approved material. This includes excavation of a trench of sufficient depth to bury the new pipeline, with appropriate connections to the existing use | 18000 | 2007-10-01 | 12 | Visalia District | Rubalcava Water System Pipeline
1900785 | 001 | MITCHELL S AVENUE E MOBILE HOME PARK | J | 5 | C | 35 | SYSTEM HAS HAD POSITIVE COLIFORMS. SEWAGE TREATMENT PLANT 1 MILE UPSTREAM AND A NEARBY SEPTIC TANK AND SEEPAGE PIT (WITHIN 200 FEET) MAY BE CAUSING CONTAMINATION OF THE WELL. | REPLACING COMPLETE WATER SYSTEM, VALVES, ADDITIONAL 5,000 GAL TANK. REMODEL AND UPDATE PUMP HOUSE AND EQUIPMENT. | 50000 | 1998-01-01 | 16 | Central District | Replace distribution system (1997)
0300037 | 001 | Lake Amador Recreation Area | J | 5 | C | 2000 | Source water is from an extremely impaired source strongly influenced by a waste water discharge | Pipe treated water from the Amador Water Agency's Mokelumne River source to this water sytem. AWA has applied for funding for a project to bring a quality supply of water to the area and wholesale it to existing PWSs. | 1000000 | 2000-01-01 | 10 | Stockton District
2100508 | 002 | MUIR BEACH COMMUNITY | J | 0 | C | 350 | Current Water Distribution Line along Sunset Way was installed in the 1970s and consists of 4" PVC. At most locations the line is buried to depths of less than 2 feet and in some cases less then 1 foot, and is clearly visible by the side of the road in | The project will replace approximately 2800 linear feet of existing 4" PVC that serves as the main water distribution line along Sunset Way in Muir Beach.Our initial choice is to use 6" HDPE, as we have used that successfully in other parts of the system | 400000 | 2010-01-01 | 18 | Sonoma District | Muir Beach CSD Sunset Way water line replacement
3110031 | 003 | WARD WELL WATER COMPANY | J | 0 | C | 375 | Project would consolidate state small water system that has substandard well source. | If funding is available, the adjacent mutual water company, Ward Well Water Co., would add these five parcels to their system. Ward Well would run a 6" or 8" main to area and connect the school and residences. This would also result in local fire hydran | 425000 | 2010-01-01 | 2 | Lassen District | Ward Well School/Residential Well Consolidation
3310036 | 004 | WESTERN MWD - MURRIETA DIVISION | J | 0 | C | 6305 | Well located in close proximity to large concentration of septic tanks - increasing nitrate levels. | Design replacement well in new location. Construct new well. | 100000 | 2004-01-01 | 20 | Riverside District | Construct New Well
0410011 | 004 | DEL ORO WATER CO.-PARADISE PINES | J | 0 | C | 11405 | The existing mainline piping that serves the Paradise Pines District has shown a marked deterioratoin over the last several years due to the increasing age of the mainline. The system has experienced several catastrophic cracking failures along portions o | The existing mainline pipe will be abandoned and approximately 5,000 feet of 8" pipe will be installed as a replacement in conformance to all applicable standards and within public right-of-way. | 750000 | 2010-01-01 | 21 | Valley District | Del Oro Water Company - Paradise Pines District - Replacement Pipeline Project
1910028 | 002 | CRESCENTA VALLEY CWD | J | 0 | C | 38000 | Aged wells experience random coliform bacteria episodes. | Design and construct four (4) replacement wells. Rehabilitate four (4) existing wells with new casing liners and gravel pack. | 1500000 | 1998-01-01 | 15 | Metropolitan District
3010046 | 003 | CITY OF TUSTIN | J | 0 | C | 62100 | Aged wells with close proximity to sewer line. | Somes wells will need to be abandoned and filled and a new well will need to be constructed near by.Other wells may be rehabilitated by lining the casing or other methods. | 3500000 | 1998-01-01 | 8 | Santa Ana District
3010073 | 007 | MOULTON NIGUEL WATER DISTRICT | J | 0 | C | 166661 | Significant sanitary sewer defect involving line crossing creek that continually erodes. Waterline in near vicinity crossing creek also. | Relocation of the Aliso Creek sewer to the other side of creek which is protected by a road. | 2500000 | 2000-01-01 | 8 | Santa Ana District
2110002 | 004 | MARIN MUNICIPAL WATER DISTRICT | J | 0 | C | 190800 | No fencing - cattle have direct access to reservoir. | To erect continous barbed wired fence around the reservoir. | 620000 | 1999-01-01 | 18 | Sonoma District
1910087 | 007 | METROPOLITAN WATER DIST. OF SO. CAL. | J | 0 | C | 10000000 | Potential Cross-connection in the distribution system | Relocate below grade vacuum air release valves from below grade to above grade. Provide blowoffs with backflow protection | 55000000 | 2002-01-01 | 16 | Central District | Valve relocation program (2001)
4901277 | 001 | BUCHER WATER COMPANY | J | 0 | P | 30 | Well construction is inadequate | install c-pad, raise casing, install vents and adequate disinfection facilities | 100000 | 2005-01-01 | 18 | Sonoma District | System Upgrade
1502244 | 001 | SEMI TROPIC SCHOOL WATER SYSTEM | K | 45 | P | 320 | NEEDS RELIABLE DISINFECTION EQUIPTMENT WATER QUALITY TASTE AND ODOR PROBLEMS. STUDENTS AND PARENTS COMPLAIN | TIE INTO ANOTHER SYSTEM FOR DOMESTIC WATER USE AND USE EXISTING WELL FOR LANDSCAPE IRRIGATION. OTHER - DESIGN AND CONSTRUCTION. | 20000 | 1998-01-01 | 19 | Tehachapi District
1206002 | 002 | PALOMINO ESTATES M.W.C. | K | 25 | C | 64 | The Palomino Estates Water Company currently has no automatic monitoring equipment. Chlorine levels and turbidity are monitored manually on a daily basis. The water system operates disinfection facilities but lacks reliability features, alarms, constant c | The project will install a Surface Water Treatment Plant Monitoring and Recording System in accordance with CDHS Drinking Water Department requirements. The system will include the following:a) Influent turbidity monitoring and recordingb) Effluent tu | 47800 | 2010-01-01 | 1 | Klamath District | Water Quality Monitoring Equipment Project
5200504 | 004 | CITY OF TEHAMA | K | 25 | C | 435 | With limited staff and funds, we need to have the ability for more constant surveillance over our water system. Currently, it is too labor intensive and expensive for our small system to monitor our two wells on a daily basis. Our little city floods | We have had our system analyzed to see what equipment would need to be installed to allow off site monitoring and control. Equipment would be added to allow offsite monitoring of: water level, pump flow, system pressure, power, chlorine residual, comm | 78200 | 2010-01-01 | 21 | Valley District | City of Tehama Water System Monitoring and Control (2009)
1010023 | 003 | ORANGE COVE CITY OF | K | 25 | C | 8500 | The City of Orange Cove (OC) is ranked among the 5 poorest communities in California. Per the 2000 Census, City MHI is $22,357, 44% of the population lives below the poverty level; with a 25% unemployment rate. OC is an extraordinarily poor community. T | As discussed in the Problem Description section of this DPH Pre-Application The three primary issues to be addressed per this request are:Issue 1:1. The existing SWTP does not have sufficient redundancy capacity to reliably provide potable water in case o | 12500000 | 2010-01-01 | 11 | Merced District | Orange Cove SWTP Expansion and Storage Improvements
5305107 | 001 | SO TRINITY UNIFIED SCHOOL DIST. | K | 25 | P | 200 | Chlorination system is not flow-paced and does not provide reliable levels of disinfection. | Install new flow-paced chlorination system. | 4750 | 1998-01-01 | 1 | Klamath District
0707588 | 001 | BIG OAK MOBILE HOME PARK WATER | K | 20 | C | 156 | Problems with Coliforms. | Connect to city water. | 105000 | 2001-01-01 | 4 | San Francisco District | Consolidate to city
3310016 | 001 | HEMET, CITY OF | K | 20 | C | 20047 | Well developing potential bacteriological problem, unknown degree of contamination. Mandatory chlorination is required. Improvments needed for contact time and reliability. | Unknown - possible nitrogen block - acid cleaning - redrilling. | 750000 | 1998-01-01 | 20 | Riverside District | Well rehabilitation (1997)
1010007 | 025 | FRESNO, CITY OF | K | 20 | C | 457511 | As a result of several water samples having bacteria detections, the State Department of Health Services (DHS) mandated the disinfection of the water system. To comply with this mandate, the City's Water Division, after approval by the DHS, devised and i | This project is for the construction of 14 permanent chlorination facilities. These facilities include a secured enclosure to house the necessary equipment and chemicals, chemical metering pumps, tubing and associated plumbing to inject the chlorine solu | 1034000 | 2010-01-01 | 11 | Merced District | Water Supply Disinfection - Construction
3710036 | 001 | BORREGO WD | K | 15 | C | 2535 | Inadequate disinfection facilities to treat raw groundwater produced by District wells. | Installation of gas chlorinators at Wells 8, 10, 12, and 16. | 130000 | 1998-01-01 | 14 | San Diego District
2410006 | 001 | DELHI CWD | K | 15 | C | 5548 | THE EXISTING HYPOCHLORINATORS AT THE FIVE WELL SITES DO NOT HAVE ADEQUATE RELIABILITY FEATURES. | INSTALL NEW CHLORINATION FACILITIES. | 200000 | 1998-01-01 | 11 | Merced District
1810001 | 001 | CITY OF SUSANVILLE | K | 15 | C | 9137 | To upgrade the Bagwell Springs pressurized chlorination system to a gas chlorination system operated under vacuum and install safety detection equipment on site.Annual DHS inspection report deficiency item number 2 dated December 5, 2006 | To install a power line to Bagwell Springs so the high pressure gas chlorination system can be replaced by a gas chlorination system operated under vaccum. Installing power is required to run a vaccum pump due to the pipeline not having sufficient pressu | 75000 | 2008-01-01 | 2 | Lassen District | Bagwell Springs Chlorine System Upgrade (2007)
1010027 | 002 | REEDLEY, CITY OF | K | 15 | C | 25584 | Currently the City has no Chlorine Residual Analyzers for any of the City's wells. The City, in accordance with State requirements, the City tests each well on a weekly basis. This is insufficient control of the water system disinfection for a delivery | This project will purchase and install a Chlorine Residual Analyzer at each of the City's 8 domestic water wells and two new 1.5 million gallon water towers and install a Supervisory Control and Data Acquisition (SCADA) system to monitor and control the d | 845000 | 2010-01-01 | 11 | Merced District | Domestic Water Well Chlorine Residual Analyzers
5500242 | 002 | SIERRA WALDORF SCHOOL | K | 15 | P | 85 | The School has been on bottled drinking water for 20 years. Due to the fact that total Coliform contamination occurs sporadically causing parental notice that the system should not be used for drinking or washing hands until chlorination of well and syste | Chlorination monitoring and treating equipment. Magnesium removal if possible and system improvements by the removal of Copper pipe. This project is only to be done on 2 of 8 buildings with approximate square footage of 1400 square feet each. This would r | 25000 | 2010-01-01 | 11 | Merced District | Chlorination System and Copper Pipe removal and replacement
5101007 | 001 | COUNTRY VILLAGE NORTH MHP | K | 10 | C | 34 | The current well is about 80 ft deep. Since the early 1990's, usually once a year, a water test comes back showing total coliform present. Follow up test come back as absent. As a precaution I Chlorinate the system. I would drill another well to a d | Two approaches are possible:1. Deepen the existing well from about 80 ft and provide casing to a different aquifer ( est. to be at 120 ft) or,2. Drill a new well aprox 120 ft deep, in close proximity to the existing one.The costs would be associated with | 50000 | 2010-01-01 | 21 | Valley District | Country Village North MHP - Well replacement
1200518 | 001 | RIVERSIDE CSD | K | 10 | C | 293 | Riverside CSD problem is reliability. Lack of reliability exists at many levels. Software, Potential contamination of system due to lack of back flow device instillation(s) outdated meters, lack of safety equipment to allow operator(s) access for repair( | Green Non CEQA projects:Continue replacement of meters ( 75 still need to be replaced)Install 4 main line meters to help with leak detection Purchase Leak Detection Monitoring Equipment Remove and Replace Existing Generator and Gas Tank with Propane Stand | 242000 | 2010-01-01 | 1 | Klamath District | Riverside CSD Reliabiity Project
1510002 | 003 | BORON CSD | K | 10 | C | 2500 | NO DISINFECTIN OF GW. Unable to comply with disinfectant residual requirments when blending with AVEK water. | CHLORINATION FACILITY FOR TWO WELLS | 8500 | 2001-01-01 | 19 | Tehachapi District | Install chlorination facility.
5010009 | 001 | KEYES COMMUNITY SERVICES DIST. | K | 10 | C | 4575 | REPLACE HYPOCHLORITE FEED PUMPS PURCHASED FOR OCCASIONAL, NOT FULL TIME, USE. | REPLACE WITH ON SITE CHLORINE GENERATORS. OTHER = DESIGN AND CONSTRUCTION. | 80000 | 1998-01-01 | 10 | Stockton District | Disinfection replacement (1997)
3610009 | 004 | BIGHORN - DESERT VIEW WATER AGENCY | K | 10 | C | 5000 | The disinfection facilities at the agency are deficient in the following ways: No SCADA to monitor residuals, intrusions, or runaway conditions, all chlorination equipment 100% manually operated with once a day, limited supervision, handheld monitoring eq | Upgrade chlorination system components including dispensing equipment, monitoring and recording devices as well as climate and security control apparatus for increased reliability. | 100000 | 2010-01-01 | 13 | San Bernardino District | Chlorination Facilities Reliability Project
1510018 | 001 | ROSAMOND CSD | K | 10 | C | 10633 | NEEDS RELIABLE DISINFECTION EQUIPTMENT WELL CONTAMINATED WITH BACTERIOLOGICAL CONTAMINATION | CYCLE TESTING FOR SOURCE OF BACTERIOLOGICAL CONTAMINATION. OTHER - DESIGN AND CONSTRUCTION | 25000 | 1998-01-01 | 19 | Tehachapi District | Add reliable disinfection to contaminated well
1910079 | 006 | LYNWOOD-CITY, WATER DEPT. | K | 10 | C | 73212 | Existing Condition:The City of Lynwood Water System has presently six operating water wells, a two million gallon capacity concrete subterranean storage reservoir with a booster pump station and one MWD water supply connection. Each of the well sources a | Project :Purchase a trailer mounted emergency chlorination system for as needed chlorination of sections of the water system. | 90750 | 2010-01-01 | 22 | Angeles District | Emergency Potable Chlorination System
1910067 | 036 | LOS ANGELES-CITY, DEPT. OF WATER & POWER | K | 10 | C | 4071873 | Currently, the disinfection requirement is typically achieved at the Los Angeles Aqueduct Filtration Plant with ozone treatment. When the ozone system is out of service, chlorine is used to meet the requirement. The Department of Water and Power is planni | The LAAFP Disinfection Contact Tank is a rectangular 9.5 million-gallon partially buried concrete tank designed to provide the required contact time for disinfection of the LAAFP flows using free chlorine. The tank will be an approximate 300 ft. by 150 ft | 50589181 | 2010-01-01 | 15 | Metropolitan District | LAAFP - Disinfection Contact Tank
1900007 | 004 | CALIFORNIA CONSERVATION CAMP # 14 | K | 10 | P | 95 | A Boil Water Order was issued on October 8, 2008 due to positive testing for both total coliform and fecal coliform. The chlorination system on the site should be replaced with a modern system. Well is in close proximity to the San Francisquito Creek an | Install new chlorination system and secured building to protect the system. | 150000 | 2010-01-01 | 16 | Central District | Provide new chlorination system and secured structure to protect system
1900901 | 003 | FIRE SUPPRESSION CAMP 19 | K | 10 | P | 125 | The small community water system is under the influence of surface water. The system needs a permit but Dept of Public Health will require a treatment system prior to issuing the permit. | Design and install a chlorination system to be housed in a concrete, secured shed. | 150000 | 2010-01-01 | 16 | Central District | Add chlorination system and secured structure
1503341 | 001 | TEJON-CASTAC WATER DISTRICT-15 &LAVAL RD | K | 10 | P | 1000 | Inadequate chloring contact time. | Construct discharge line from well to tank. | 40000 | 2007-01-01 | 19 | Tehachapi District | Improve Chlorine contact Time
5000277 | 001 | VALLEY HOME SCHOOL PIONEER | K | 5 | P | 26 | During the past year we were found to be in violation of the California Domestic Water Quality Monitoring Regulations by testing positive for coliform bacteria. We currently have two wells in close proximity to one another which feed into one storage tan | We isolated the north well from the potable water conveyance system by shutting it off and disconnecting it from the water storage tank. We were required to trench in a new 2 1/2 water line last May. This temporarily solved the problem, but we will have | 9700 | 2007-05-01 | 10 | Stockton District | VHJSDPione
1502317 | 001 | KERN CO P&R-GREENHORN MT. PARK WATER | K | 5 | N | 200 | NEEDS RELIABLE DISINFECTION EQUIPTMENT. DISTRIBUTION PROBLEMS - OLD PIPELINE. A CAMPGROUND AT THE SITE HAS BEEN CLOSED FOR SOME TIME DUE TO COLIFORM CONTAMINATION | REPLACE 2,000' OF PIPELINE. DRILL A NEW WELL | 65000 | 1998-01-01 | 19 | Tehachapi District
2700536 | 003 | CORRAL DE TIERRA ESTATES WC | K | 0 | C | 45 | Existing chlorination system is not reliable. | Install an automated chlorination system and provide for back-up chlorination. | 1500 | 1998-01-01 | 5 | Monterey District
2701278 | 005 | RANCHO CHAPARRAL MWC | K | 0 | C | 48 | Rancho Chaparral Mutual Water Company is in vioation of the surface treatment rule, CCR, Title 22, Sec. 64652. The lack of a filtration/treatment plant along with aged distribution lines are responsible for this violation. The fires in Big Sur have cont | The project is to replace two miles of supply and distribution lines. The supply line is 2" in diameter and one mile long having an elevation gain of 900 feet. The replacement will be schedule 40 steel and withstand 500 lbs of pressure at the well head | 295000 | 2010-01-01 | 5 | Monterey District | Distribution Line Replacement/ System Under Influence of Surface Water
3900558 | 001 | RANCHO SAN JOAQUIN WATER SYS | K | 0 | C | 141 | FREQUENT POSITIVE FINDINGS REQUIRE RELIABLE DISINFECTION FACILITIES. | DRILL NEW WELL. INTERCONNECT WELL 1 WITH WELL 2 PRESSURE TANK AND INSTALL AUXILIARY POWER. OTHER = DESIGN AND CONSTRUCTION. | 500000 | 1998-01-01 | 10 | Stockton District
1900941 | 001 | JOSHUA VIEW MOBILE HOME PARK | K | 0 | C | 180 | DISTRIBUTION SYSTEM HAS PERIODIC BACTERIOLOGICAL CONTAMINATION. AUTOMATED CHLORINATION SYSTEM REQUIRED. | INSTALL AN AUTOMATIC CHLORINATION SYSTEM, REPLACE RUSTED PIPES AND PUMP AT WELL, REPAIR WATER STORAGE TANK. | 19000 | 1998-01-01 | 16 | Central District
4300560 | 002 | GREEN MOUNTAIN WATER COMPANY | K | 0 | C | 190 | Existing disinfection control system needs to be upgraded. | Install chlorination system, low pressure staging tank, booster pump, and new control system. | 17000 | 1998-01-01 | 17 | Santa Clara District | upgrade disinfection and controls
3900724 | 001 | ELKHORN ESTATES WATER SYSTEM | K | 0 | C | 200 | FREQUENT COLIFORM POSITIVES REQUIRE RELIABLE DISINFECTION FACILITIES. | STUDY CAUSE OF COLIFORM CONTAMINATION AND, IF NECESSARY, DRILL A NEW ONE. | 450000 | 1998-01-01 | 10 | Stockton District
5610005 | 002 | MEINERS OAKS CWD | K | 0 | C | 4000 | The monitoring station and SCADA equipment alarm system is currently located near the SWTP in a temporary large freight shipping container. The equipment is inoperable due to flooding of the container. The system needs a permanent secure building to house | The project will include building a new 10 ft by 15 ft building on a concrete pad adjacent to the SWTP. The flooded SCADA equipment will be rehabilitated to include monitoring the alarms for the system; alarms for high and low chlorine levels and turbidit | 150000 | 2007-07-01 | 6 | Santa Barbara District | SWTP Monitoring and SCADA Alarm system
4910027 | 004 | SONOMA STATE UNIVERSITY | K | 0 | C | 6000 | The Unviersity relies on self operated, owned and maintained well water for the campus. The current chlorination system is no longer supported by the manufacturer and replacement parts are not available. If the system was to fail, the University would | Removal of the existing T2 Chlorinator (approx. 10 years in age) from the potable water control building located within the Corporation Yard including HAZMAT disposal. Install 50 feet of new 1" CPVC piping and fittings for new system requirements, upgrad | 100000 | 2009-01-01 | 18 | Sonoma District | Domestic Water Chlorination System (2008)
4910027 | 005 | SONOMA STATE UNIVERSITY | K | 0 | C | 6000 | The existing well water from Wells No. 2A is consistently positive for total coliform since development. Due to the contamination, the water supply cannot be used for potable water which places the campus at risk if one of the other wells should become c | The campus is proposing to install a Barrier SUN Series System, SUN8E-HO Type 304. The project includes pouring of concrete slab at Well No. 2A which will , installation of 8' chain link fence approximately 20' x 30', install electrical 208VAC 3-phase po | 110000 | 2009-01-01 | 18 | Sonoma District | Ultraviolet Purification Water Treatment System (2008)
3310036 | 005 | WESTERN MWD - MURRIETA DIVISION | K | 0 | C | 6305 | System lacks chlorine residual analyzers and appropriate alarms. | Identify, design, purchase and install chlorine analyzers and alarm systems. | 50000 | 2004-01-01 | 20 | Riverside District | Install Chlorine analyzers & alarms
2910023 | 007 | NEVADA ID - LAKE WILDWOOD | K | 0 | C | 7090 | Inadequate chlorine residual downstream of pump station. | Add chlorination equipment. Involves design and construction. | 25000 | 1998-01-01 | 21 | Valley District | Chlorine installation (1997)
4110011 | 004 | COASTSIDE COUNTY WATER DISTRICT | K | 0 | C | 16900 | CCWD operates two water treatment plants, the Nunes WTP, completed in 1982 and expanded in 1994 and the Denniston WTP, completed in 1972. Both plants need significant updates to chemical storage, feed and control systems in order to ensure safety, complia | Denniston Water Treatment Plant:1. Remove existing chlorine gas-related equipment and facilities.2. Install new on-site hypochlorite generation equipment and appurtenances.3. Install new hypochlorite feed pumps and associated controls.4. Remove existing a | 3200000 | 2010-01-01 | 17 | Santa Clara District | Water Treatment Plant Chemical Systems and Control Improvements
4310028 | 005 | SAN JOSE STATE UNIVERSITY | K | 0 | C | 30000 | The San Jose State University (SJSU) Public Water System (PWS) serves a population of between 10,001 and 100,000 and is intertied to the San Jose Water Company’s PWS that serves more than 100,000. The source water for SJSU is the Main Campus Well #2. The | The project includes the upgrade of the SJSU disinfection system, installation of disinfection chemical storage facilities and improvements to mechanical systems for improved reliability | 313149 | 2010-01-01 | 17 | Santa Clara District | Water Distribution System Improvements Phase 1
3410021 | 003 | SAN JUAN WATER DISTRICT | K | 0 | C | 33792 | Disinfection system does not have the necessary safety equipment. One-ton containers of liquid chlorine do not meet safety requirements for secondary containment. | Installation of a scrubber is the industry standard for protection against chlorine releases. | 300000 | 1998-01-01 | 9 | Sacramento District
4210016 | 001 | GOLDEN STATE WATER COMPANY - ORCUTT | K | 0 | C | 35212 | MF Well 05 lacks needed reliability features for proper disinfection of the well water. | Replace the motor center and provide automatic controls. | 50000 | 1998-01-01 | 6 | Santa Barbara District
4210016 | 002 | GOLDEN STATE WATER COMPANY - ORCUTT | K | 0 | C | 35212 | Evergreen Well 02 lacks needed reliability features for proper disinfection. | Provide controls for the well site. | 50000 | 1998-01-01 | 6 | Santa Barbara District
1910043 | 001 | GLENDALE-CITY, WATER DEPT. | K | 0 | C | 207157 | NITRIFICATION PROBLEMS, INABILITY TO MAINTAIN DISINFECTANT RESIDUALS. | PROVIDE RELIABLY DISINFECTED WATER | 500000 | 1998-01-01 | 15 | Metropolitan District | Disinfectant residual control
4310011 | 041 | SAN JOSE WATER COMPANY | K | 0 | C | 998000 | Chlorine analyzers are necessary to accurately monitor and control sodium hypochlorite feed systems. The existing analyzers at the 12th St., 17th St., Bascom, Breeding, and Buena Vista ground water stations have reached the end of their useful lives. Th | This project will replace 20 chlorine analyzers that are at the end of their useful lives. Chlorine analyzers are necessary to accurately monitor and control sodium hypochlorite feed systems. | 187800 | 2010-01-01 | 17 | Santa Clara District | Replace 20 chlorine analyzers at ground water stations
4310027 | 004 | SANTA CLARA VALLEY WATER DISTRICT | K | 0 | C | 1000000 | Disinfection process needs improvement. | Clearwell modifications to increase the disinfection time. | 1377000 | 1998-01-01 | 17 | Santa Clara District
4100538 | 002 | CAMP JONES GULCH | K | 0 | P | 200 | Treatment is not reliable. | Will develop a system's analysis to identify other options to simplify or change system. | 20000 | 1999-01-01 | 17 | Santa Clara District | Treatment upgrades (1997)
3301083 | 001 | CALTRANS, BROOKSIDE REST AREA | K | 0 | N | 1 | Hypochlorinator pump fails every two to three months. | Upgrade system. | 5000 | 1998-01-01 | 20 | Riverside District
1900992 | 001 | BIG OAKS LODGE | K | 0 | N | 25 | OCCASIONAL COLIFORMS. NO HOLDING TANK AND CHLORINATING SYSTEM. | BUILD A 5000 GAL. HOLDING TANK, DEEPEN THE WELL, INSTALL A LARGER PUMP, PRESSURE TANK, AND AN AUTOMATIC CHLORINATION SYSTEM. | 6000 | 1998-01-01 | 16 | Central District
1900631 | 001 | CAMP CISQUITO / LIVE AGAIN RECOVERY HOME | K | 0 | N | 60 | MANUALLY CHLORINATE RESERVOIR. | ADD AN AUTOMATED CHLORINATION SYSTEM AND MONITORING EQUIPMENTS | 5000 | 1999-01-01 | 16 | Central District
2110304 | 001 | CSP - MARCONI CONFERENCE CENTER | K | 0 | N | 120 | Antiquated, unreliable chlorimation equipment. | Replace wood storage tank with 125,000 gallon concrete ground tank. Replace water lines from sprins and well to treatment facility. | 300000 | 1998-01-01 | 18 | Sonoma District
3301082 | 001 | CALTRANS, WHITEWATER REST AREA | K | 0 | N | 6000 | Hypochlorinator pump fails every two to three months. | Upgrade system. | 5000 | 1998-01-01 | 20 | Riverside District
4900822 | 001 | MOUNT TAYLOR MOBILE HOME PARK | L | 45 | C | 60 | high manganese exceeding secondary standard & health-based action level | either upgrade their treatment or consolidate with the City of Santa Rosa | 60000 | 2004-01-01 | 18 | Sonoma District | Consolidation with City
2700558 | 002 | PENTECOSTAL CHURCH WS | L | 30 | N | 25 | The project is for the Pentecostal Church WS (a non-tranisent non-community water system) to consolidate with California Water Service Company (public utility serving City of Salinas). The Pentecostal Church WS is a nontransient noncommuntiy water system | The proposed project is to consolidate the Pentecostal Church WS (nontransient noncommunity) with the California Water Service Company (public utility serving water to City of Salinas). The project involves construction of a pipleline to connect the busin | 750000 | 2010-01-01 | 5 | Monterey District | Consolidation with California America Water (public utility serving City of Salinas)
1510026 | 001 | CWS - UPPER BODFISH WATER SYSTEM | L | 25 | C | 790 | WELL EXCEEDS EXCEEDS TOTAL ALPHA AND URANIUM MCL | DRILL AND EQUIP A NEW WELL AND/OR INSTALL TREATMENT FACILITIES SUCH AS AERATION AND NANO-FILTRATION AT EXISTING FACILITIES. OTHER - DESIGN AND CONSTRUCTION | 300000 | 2001-01-01 | 19 | Tehachapi District
1010035 | 003 | DEL REY COMMUNITY SERV DIST | L | 25 | C | 1100 | The Del Rey Community Services District (District) currently operates a water system that is supplied by three active groundwater wells (Well 4, 6, & 7) and two standby wells (Well 3 & 5). However, only Wells 6 and 7 are reliable drinking water sources si | The project would be constructed in two phases:Phase 1: Drilling of a 6-inch-diamater test well to a depth of approximately 700 feet in northwest Del Rey by the casing hammer method of drilling. The test well would provide water quality and quantity infor | 1140000 | 2010-01-01 | 11 | Merced District | New Municipal Well No.8
5410033 | 003 | PRATT MUTUAL WATER CO | L | 25 | C | 1500 | Nitrate MCL violation in water produced by Well 2, which is needed to meet demand. | Drill new well | 1750875 | 2001-01-01 | 12 | Visalia District
1910002 | 001 | AMARILLO MUTUAL WATER COMPANY | L | 25 | C | 3134 | Water from 800 gpm well for population of 3000 has PCE/TCE at times above MCL. | Treat water with air-stripper. | 300000 | 2003-01-01 | 7 | Hollywood District | Air-stripper for 800 gpm well
5310001 | 012 | WEAVERVILLE C.S.D. | L | 25 | C | 3554 | The Weaverville CSD has a roccurring problem with disinfection byproducts. The three surface water sources are treated using approved alternative technologies and turbidity standards are typically always met. Disinfection through gas chlorination causes | The proposed project would eliminate the use of gas chlorine and convert to UV radiation, or ozone depending on CDPH review, as the primary disinfectant. Sodium hypochlorite would be used as the secondary disinfectant.The District is currently undergoing | 264000 | 2010-01-01 | 1 | Klamath District | East Weaver WTP Disinfection Upgrade
5310001 | 013 | WEAVERVILLE C.S.D. | L | 25 | C | 3554 | The Weaverville CSD has a reoccurring problem with disinfection byproducts. The three surface water sources are treated using approved alternative technologies and turbidity standards are typically always met. Primary disinfection through gas chlorinati | The proposed project would eliminate the use of gas chlorine and convert to UV radiation, or ozone depending on CDPH review, as the primary disinfectant. Sodium hypochlorite would be used as the secondary disinfectant.This project could be included into | 280000 | 2010-01-01 | 1 | Klamath District | Trinity River WTP Disinfection Upgrade
5310001 | 014 | WEAVERVILLE C.S.D. | L | 25 | C | 3554 | The Weaverville CSD has a reoccurring problem with disinfection byproducts. The three surface water sources are treated using approved alternative technologies and turbidity standards are typically always met. Disinfection through chlorination causes se | The proposed project would eliminate the use of gas chlorine and convert to UV radiation, or ozone depending on CDPH review, as the primary disinfectant. Sodium hypochlorite would be used as the secondary disinfectant. The West Weaver WTP is currently | 230000 | 2010-01-01 | 1 | Klamath District | West Weaver WTP Disinfection Upgrade
1310011 | 003 | COACHELLA VWD: I.D. NO. 11 | L | 25 | C | 4198 | Water quality is poor in terms of TDS and fluoride levels approaching the MCL. The ground water is declining at a rate of 6 feet per year. | Drill new well sites north of the existing ID # 11 well field. Future ID # 11 wells to provide water to the existing 1310017 | 2000000 | 2002-01-01 | 14 | San Diego District | Additional wells for TDS and Fluoride compliance
1910013 | 001 | BELLFLOWER - SOMERSET MWC | L | 25 | C | 28000 | Well contaminated with TCE and manganese. Two other wells are vulnerable to TCE contamination. | Design and construct replacement wells. | 1000000 | 1999-01-01 | 7 | Hollywood District | Replacement wells
5410010 | 006 | PORTERVILLE, CITY OF | L | 25 | C | 51467 | Wells 2 and 21 (1,500 gpm) are shut down because of nitrates that exceed the MCL. The City is water short and therefore plans to construct a 1,500-gpm surface water treatment plant. | Design/construct a 1,500-gpm membrane filtration plant and blend the treated water with Wells 2 and 21. This will result in 3,000 gpm of usable water. The wells are located near the proposed water treatment plant site. | 4500000 | 2005-01-01 | 12 | Visalia District | Wells #2 & #21 - treatment for nitrate near mcl
5410010 | 008 | PORTERVILLE, CITY OF | L | 25 | C | 51467 | Well L-4 exceeds the nitrate MCL and is shut off. The well produces about 600-gpm. | Design and construct wellhead treatment facilities. | 800000 | 2005-01-01 | 12 | Visalia District | Well #L-4 treat for nitrate; standby well
5410010 | 009 | PORTERVILLE, CITY OF | L | 25 | C | 51467 | Well L-6 exceeds nitrate MCL and is shut off. | Design and construct wellhead treatment facilities. | 725000 | 2005-01-01 | 12 | Visalia District | Wellhead Treatment for Well L-6
3910012 | 004 | CITY OF STOCKTON | L | 25 | C | 158113 | Arsenic concentration in six City wells requires treatment. | Install wellhead treatment to remove arsenic from six wells. | 2700000 | 2004-01-01 | 10 | Stockton District | Arsenic removal project number 1
3910012 | 007 | CITY OF STOCKTON | L | 25 | C | 158113 | Arsenic concentration exceeds MCL. | Install ion exchange treatment for arsenic removal. | 1200000 | 2004-01-01 | 10 | Stockton District | Wellhead arsenic removal project 2
2701187 | 001 | AERA ENERGY LLC WS | L | 25 | P | 75 | Exceeded lead and copper action levels | Consolidate with Ambler Park Water System (2710006) | 80000 | 2000-01-01 | 5 | Monterey District
2600568 | 001 | EDNA BEAMAN ELEMENTARY SCHOOL | L | 25 | P | 90 | Uranium in source water | Drill new well | 150000 | 1998-01-01 | 13 | San Bernardino District | Uranium in sole water source (1997)
1700695 | 001 | HIGH VALLEY RANCH | L | 25 | N | 50 | DHS non-compliance with safe water drinking standards on existing well with surface coli contamination. Water is supplied in volcanic geographical area with high iron content at existing depth, frequent coli contamination on gravity flow system. Non-profi | Development of a second water source well at 250-500 feet will provide high quality aquifer water with adequate quanity for drinking and eliminate iron and coli contamination. Instalation of 4,000 feet of new lines will replace oudated and inadequate dist | 400000 | 2010-01-01 | 3 | Mendocino District | High Valley Ranch Well Replacement and treatment plant expansion
1502545 | 001 | SCHWEIKART WATER SYSTEM | L | 20 | C | 50 | DBCP EXCEEDS MCL; as of 1/2000 source meets DBCP MCL | RUN 2 MILES OF 12" MAINLINE AND CONSOLIDATE TO VAUGHN WATER COMPANY. OTHER - DESIGN AND CONSTRUCTION | 260000 | 1999-01-01 | 19 | Tehachapi District
5602130 | 001 | SOLANO VERDE MUTUAL WATER CO | L | 20 | C | 50 | Well has nitrate failure along with iron & manganese and turbidity problems Standby Well. | Construct a water line to import water from Callegaus MWD. | 1600000 | 2001-01-01 | 6 | Santa Barbara District
1500555 | 001 | MUSTANG MUTUAL WATER SYSTEM | L | 20 | C | 200 | DBCP AND EDB > MCL; as of 1/2000 source meets DBCP and EDB MCL; | WATER TREATMENT OR CONNECT TO ANOTHER SYSTEM | 200000 | 1999-01-01 | 19 | Tehachapi District
1500314 | 001 | DEL ORO WATER CO. (FOR. COUNTRY ESTATES) | L | 20 | C | 364 | Existing water supply system does not meet the 1500 mg/l upper secodary drinking water standard for total dissolved solids. | Construct multi piezometer monitoring well, construct and equip a new well based on W/Q results from the monitoring well | 600000 | 2005-01-01 | 19 | Tehachapi District
1510004 | 001 | CASA LOMA WATER CO, INC. | L | 20 | C | 600 | PCE exceeds MCL in one of two system wells. Well is needed to meet demand. Public notification conducted per Compliance Order. | Construct new well or connect to California Water Service-Bakersfield | 500000 | 2002-01-01 | 12 | Visalia District | Replace high PCE source
3600270 | 001 | Golden State Water-Mor Del Norte | L | 20 | C | 870 | Uranium approaching MCL | Construct treatment facilities | 150000 | 1998-01-01 | 13 | San Bernardino District | Uranium approaching MCL (1997)
1010042 | 012 | MALAGA COUNTY WATER DISTRICT | L | 20 | C | 900 | Water quality from Well No. 5 exceeds the maximum contaminant level (MCL) for DBCP as defined in Section 64445.1(c)(5)(B) of Title 22, California Code of Regulations. The MCL is 0.2 and the well produces water in concentrations that exceed 0.3 microgm/l. | The project consists of design and construction of a new well to avoid contaminants and connection to the water distribution system. | 1240000 | 2010-01-01 | 11 | Merced District | Well #8 Construction
1510011 | 004 | BUTTONWILLOW CWD | L | 20 | C | 1266 | The Buttonwillow County Water Districts well #1 has been taken out of service due to high levels of Total Dissolved Solids (TDS) of 1,100 ppm vs the MCL of 500-1,000-1,500 ppm, Turbidity of 5.0 NTU vs 4.0 NTU, Sulfate of 310 ppm vs an MCL of 250-500-600 | The rural, low-income, farmworker community of Buttonwillow (Median Household Income of $28,370) must replace a community well that is contaminated with Iron, Manganese, TDS and Conductivity above the State and Federal Maximum Contaminant Level (MCL) Con | 700000 | 2008-01-01 | 12 | Visalia District | Buttonwillow Well #1 Replacement
2410011 | 005 | LE GRAND COMM SERVICES DIST | L | 20 | C | 1700 | The district has three operational wells that serve the community for the required water distribution to the customers. All of these wells have a low yield as the aquifer in the area does not provide | The proposed project would be to install aresnic removal and treatment equipment at the two well sites. | 1750000 | 2010-01-01 | 11 | Merced District | Le Grand Community Services District Arsenic treatment (2009)
1610001 | 008 | ARMONA COMMUNITY SERVICES DIST | L | 20 | C | 3239 | All of the District's water sources exceed the 10 ppb Arsenic Standard. We do not have a source that meets the current Standard. The District is in the process of implementing a project to replace Well #2 with a new well (Well #3). However, no backup wa | The project would consist of installing a transmission main between the existing Well #2 and the proposed Well #3. The water from Well #2 would be conveyed to the Well #3 treatment plant for treatment. Water from Well #2 would serve as a backup water su | 1750000 | 2010-01-01 | 12 | Visalia District | Well 2 Backup Water Supply
1610001 | 010 | ARMONA COMMUNITY SERVICES DIST | L | 20 | C | 3239 | The arsenic concentrations at Well #1 exceeds the Federal Drinking Water Standards of 10 ppb for Arsenic. Our 4-quarter running average exceeds the Federal (and State) limit of 10 ppb. Well #1 is the primary water source. ACSD has no other wells that m | The project would consist of modifying the existing treatment facilities at Well No. 1 to provide removal of arsenic from water produced by the well. The project will include retrofitting of the existing filters, replacing filter media, installing chemic | 500000 | 2010-01-01 | 12 | Visalia District | Well 1 Arsenic Compliance
1910084 | 003 | MAYWOOD MUTUAL WATER CO. #1 | L | 20 | C | 5500 | CDPH has just given Maywood Mutual Water Co. #1 a letter of violation for non-compliance with the manganese SMCL. Here are some facts about our tank that needs repair and updating.a) Our 500,000 gallon tank (small tank) measures 36 feet diameter by 70 | #1) - Since 2004 we have had people in Maywood complain about the color of the water. after we have explain that the water maybe color, but it is safe to drink; the people still will not accept the water. We had had many meetings with the residences, cust | 2000000 | 2009-01-01 | 16 | Central District | Water Tank Replacement / maganeese treatment (2008)
1510019 | 005 | SHAFTER, CITY OF | L | 20 | C | 15609 | The City of Shafter constructed a groundwater well in 2004 per State drinking water standards adjacent to its inactive wastewater plant. The City has been intending to tie the well into its distribution system once the wastewater plant was properly aban | The City has started to conduct pilot studies of the three accepted Arsenic treatment options which are adsorption, ion exchange and coagulation and filtration. The option that presents the most cost-effective solution will be chosen and we would immedia | 2250000 | 2010-01-01 | 12 | Visalia District | 2009 Arsenic Treatment at Well 15
1510019 | 007 | SHAFTER, CITY OF | L | 20 | C | 15609 | The City's existing Well No. 6 (Source P/S Code No. 28S/25E-10R03M) was constructed in the Mid-1950s and is the oldest active well in the system. It routinely has levels of 1,2,3-Trichloropropane ("TCP") that exceed the Action Level (AL) for this contami | The City has already awarded the construction of a granulated activated carbon (GAC) treatment system at one of its well sites. The existing submersible well motor and pump at Well 6 is not hydraulically equipped to handle the discharge pressure required | 2700000 | 2010-01-01 | 12 | Visalia District | 2009 Well 16 Construction and TCP Treatment Project
1510019 | 009 | SHAFTER, CITY OF | L | 20 | C | 15609 | City Well #11 (Source PS Code 28S/25E-16N02 M) has seen its Arsenic levels sharply increase over the past five years. The levels have reached as high as 10 parts per billion which is the latest maximum contaminant level adopted by the State. The cost of | An expedited pilot study analyzing the available and accepted Arsenic removal technologies will be conducted. The system deemed the most cost-efficient and practical will be designed and developed at the well site. The well is located at an existing Cit | 2250000 | 2010-01-01 | 12 | Visalia District | 2009 Arsenic Treatment System at Well #11
1510019 | 010 | SHAFTER, CITY OF | L | 20 | C | 15609 | Shafter first started detecting a contaminant referred to as 1,2,3-Trichloropropane ("TCP") in its water supply in the Mid-1990s. It's currently unregulated but the State Public Health Department has adopted an Action Level (AL) of 5 parts per trillion ( | The City conducted a pilot study at one of its wells to confirm that granulated activated carbon (GAC) can readily treat for TCP. Upon this confirmation, the City awarded a construction project to have its first full-scale GAC system operational by the s | 5000000 | 2010-01-01 | 12 | Visalia District | 2009 TCP Granulated Activated Carbon Treatment Systems
5410010 | 010 | PORTERVILLE, CITY OF | L | 20 | C | 51467 | Well 10 produces water containing PCE that exceeds the MCL of 5 ppb. | To equip the well with wellhead treatment facilities, either GAC or airstripping. | 650000 | 2005-01-01 | 12 | Visalia District | Well #10 treatment PCE near mcl
5410010 | 011 | PORTERVILLE, CITY OF | L | 20 | C | 51467 | Well 12 produces water containing PCE that exceeds the MCL of 5 ppb. | To equip the well with wellhead treatment facilities, either GAC or airstripping. | 650000 | 2005-01-01 | 12 | Visalia District | standby Well #12 treat for PCE
5410010 | 013 | PORTERVILLE, CITY OF | L | 20 | C | 51467 | The City has approximately 3 to 4 water wells with nitrate levels in excess of 45 mg/l. This project will replace the nitrated wells.The problem did not require public notification because the nitrated well water was blended with the City's overall water | Well #1 - The City has already drilled , installed casing and ran water quality and water quantity tests. The well site has been acquired. Remaining work includes the installation of pumps, electrical panel, SCADA monitoring to the City's main computer pa | 2500000 | 2010-01-01 | 12 | Visalia District | Replacement Wells
3400101 | 006 | HOOD WATER MAINTENCE DIST | L | 15 | C | 100 | Groundwater is the sole drinking water source for the residents located in the town of Hood. The two drinking water supply wells (Wells No. 19 and 20) have been found to contain manganese at levels ranging from 230 to 310 ug/l. A treatment plant for the | The proposed Hood System Improvement project includes two elements: (a) Install a skid-mounted manganese removal plant for the removal of manganese to less than 10 ug/l. Feed water will be from Well No. 20. The designed treatment capacity will be of 40 | 840000 | 2010-01-01 | 9 | Sacramento District | Hood System Improvement - Construction of a Groundwater Treatment Plant, and a Storage Tank/Pump Sta
4900546 | 001 | HAWKINS WATER CO-CAL WATER SERVICE (PUC) | L | 15 | C | 150 | Fe and Mn exceed standard; organic contaminants; arsenic near MCL | ATEC treatment for Fe and Mn; new backwash and pressure tanks | 499000 | 2007-01-01 | 18 | Sonoma District | Iron and Manganese
4900688 | 001 | JOURNEY'S END MOBILE HOME PARK | L | 15 | C | 180 | Water from both park wells contains manganese at levels above the secondary limits set by DHS Secondary Drinking Water Standards. The park recently installed water treatment systems that have shown to reduce the manganese to acceptable levels; unfortunate | There appears to be two alternatives for domestic water, continue with operation of the existing wells or connect to City water. Fire protection improvements could only be provided by the City.The domestic water alternative that retains the existing wells | 1522962 | 2010-01-01 | 18 | Sonoma District | Well intertie and manganese treatment plan
0707613 | 001 | WILLOW MOBILE HOME PARK | L | 15 | C | 350 | The District’s Reverse Osmosis (RO) water treatment facility has deteriorated over the years and no longer meets OSHA standards. Reliability of the system has also decreased over time. This has resulted in call outs during the night and a high level of at | 1. New Containerized RO Water Treatment PlantA new containerized RO Water Treatment Plant (WTP) will be constructed to replace the existing building and treatment facilities. This will essentially provide a new plant, using the existing filters.2. Seismi | 1101000 | 2009-01-01 | 4 | San Francisco District | M-28 Required Compliance and RO System Improvements
5110007 | 003 | SUTTER COMMUNITY S.D. | L | 15 | C | 2885 | Due to EPA Arsenic regulations our Well #2 has been on stand-by by DPH for over one year. Sutter CSD needs to drill a new well to continue adequate water supply to the community. | A new well will be drilled 50 feet from the existing well, therefore we can use the existing well house and Tesco equipment, pump, etc. This well replacement is being done due to arsenic levels slightly higher than EPA standard. The existing well was no | 300000 | 2010-01-01 | 21 | Valley District | Well No 2 Arsenic compliance (2009)
4010005 | 002 | OCEANO COMM SERVICES DIST. | L | 15 | C | 7600 | Well #6 production dropped by 50%.Well 4 and 5 produce water with high selenium and blend | Drill a new well and rehabilitate Well #6 | 1025800 | 2007-01-01 | 6 | Santa Barbara District | New Well and rehab Well 6
1010001 | 003 | BAKMAN WATER COMPANY | L | 15 | C | 8865 | We would like to blend Well # 6 with Well #15 to reduce the level of Nitrate. The last testing of Well # 6 was 83 mg/L, the MCL for this chemical is 45 mg/L. | We would like to blend Well # 6 with Well #15. Well #6 is locted off of Olive on Minnewawa and Well # 15 is located on Olive approx. 500 yards from each other. We would intall a pipeline to connect the two wells. Installation of a pulse output transmitter | 80000 | 2009-01-01 | 11 | Merced District | Nitrate Well #6
1010001 | 004 | BAKMAN WATER COMPANY | L | 15 | C | 8865 | We have two wells that exceed the DBCP 0.2 ug/L MCL. Well # 13 test reflect a 0.67 ug/L and Well # 8 reflect a 0.90 ug/L. | We would like to install two Model 10 Adsorption Systems. One system will be on Well #13 and the other will be on Well #8. The system consists of two ten feet diameter, ASME pressure vessels that contain 20,000 pounds of virgin GAC each. Each location wi | 750000 | 2009-01-01 | 11 | Merced District | DBCP Well #13 & #8
4010011 | 009 | MORRO BAY WATER DEPARTMENT | L | 15 | C | 10270 | The City of Morro Bay operates 6 groundwater wells in the Chorro Valley as the historic source of water. The water from the wells has high nitrate levels that exceeded the MCLs. The Department of Public Health has ordered us to inactivate these wells im | The City of Morro Bay has been looking into obtaining ion exchange nitrate treatment trains to treat the Chorro Valley well water. These treatment trains will allow the City to ensure safe drinking water during periods of reduced deliveries in State Wate | 500000 | 2010-01-01 | 6 | Santa Barbara District | Chorro Valley Nitrate Treatment
3410704 | 007 | SCWA MATHER-SUNRISE | L | 15 | C | 15903 | Standby well Contaminated with VOC's. | Design and construct new well. | 250000 | 1998-01-01 | 9 | Sacramento District
1910161 | 003 | PARK WC - LYNWOOD | L | 15 | C | 17124 | Park Water Company (PWC) drilled Well 9D in 1999/2000. At the time, the water quality met the maximum contaminant levels (mcl). However, with the new mcl for Arsenic at 10ug/L and the mcl for Manganese at 50ug/L, our well does not meet the standards. Quar | Park Water Company (PWC) proposes to install a wellhead coagulation/filtration treatment plant on their Well 9D to reduce existing levels of Arsenic and Manganese to meet State maximum contaminant levels (mcl). The plant will be designed to treat a maximu | 2164000 | 2010-01-01 | 22 | Angeles District | Well 9D Arsenic and Manganese Treatment Plant
3610008 | 009 | BIG BEAR CITY CSD | L | 15 | C | 25000 | Well #3 has been contaminated with TCE @ 20.0 ug/L (State MCl is 5.0 ug/L). Well #3 pumps directly into a fluoride blending reservoir.Well #3 is 50 years old, does not have a sanitary seal that meets current standards.Well #3 currently yields 300-400 GPM | Project Description: Equip well #3B with a verticle turbine pump that will produce approximately 1,050 gallons per minute and connect to the existing fluoride blending reservoir. Install a standby generator, and construct a well building. Destroy well #3 | 275000 | 2010-01-01 | 13 | San Bernardino District | Equip well #3B , and Abandon Well #3
2410005 | 001 | LOS BANOS-CITY | L | 15 | C | 27635 | Violate primary standard for uranium in Well 8 | Construct IX treatment system for uranium | 600000 | 2000-01-01 | 11 | Merced District | uranium treatment
2410001 | 001 | ATWATER, CITY OF | L | 15 | C | 28100 | WELL NO. 10 EXCEEDS THE EDB MCL AND WELL NO. 20 EXCEEDS THE MANGANESE MCL. | CONSTRUCT A TEST WELL AND PRODUCTION WELL TO REPLACE WELL NO. 10 AND PERFORM REMEDIATION WORK ON WELL NO. 20. | 605200 | 1998-01-01 | 11 | Merced District
3610055 | 008 | YUCAIPA VALLEY WD ID-A&2 | L | 15 | C | 40654 | Anticipated violation of radon MCL for four wells | Review treatment options, construct treatment facilities | 750000 | 2003-01-01 | 13 | San Bernardino District | potential radon treatment
4901168 | 001 | SALMON CREEK MIDDLE SCHOOL | L | 15 | P | 300 | Severe iron concentrations from well and old treatment plant becoming unable to properly treat water | Upgrade treatment facilities | 50000 | 2002-01-01 | 18 | Sonoma District
1400069 | 001 | Death Valley Junction | L | 15 | N | 200 | We need help to remove Arsenic from our water supply as it is pumped into our system. We are looking for the installation and purchase of a conditioning package to bring our system into compliance. | We would like to add a filtering system or conditioning system to remove the excess arsenic from our current system | 100000 | 2010-01-01 | 13 | San Bernardino District | Water Treatment (Arsenic) removal
1500585 | 004 | OASIS PROPERTY OWNERS ASSOCIATION | L | 10 | C | 100 | Nitrate in excess of MCL in standby well. | Treatment or consolidation with neighboring water system. | 1000000 | 2007-01-01 | 19 | Tehachapi District | high Nitrate in Standy Well
1700595 | 001 | CAL 20 VILLAGE | L | 10 | C | 150 | The DPH inspected the Cal 20 Village system in August 2007 and on September 10, 2007 sent a letter to Cal 20 signed by Bruce Burton, PE. The letter requires Cal 20 to provide an acceptable standby water supply, to address treatment deficiencies, increas | The DPH inspected the Cal 20 Village system in August 2007 and on September 10, 2007 sent a letter to Cal 20 signed by Bruce Burton, PE. The letter requires Cal 20 to provide an acceptable standby water supply, to address treatment deficiencies, increas | 655000 | 2009-01-01 | 3 | Mendocino District | Cal 20 Village - New Well (2008)
5610021 | 001 | WARRING WATER SERVICE INC | L | 10 | C | 1700 | Well No. 3 needs to comply with proposed MCL or Action level for sulfates. | Drill a replacement well. | 150000 | 1998-01-01 | 6 | Santa Barbara District
3610105 | 001 | GOLDEN STATE WATER CO - APPLE VLY NORTH | L | 10 | C | 2240 | Inadequate storage per WW Stds, | Construct intertie to increase source capacity | 120000 | 1998-01-01 | 13 | San Bernardino District
1510007 | 004 | FRAZIER PARK PUD | L | 10 | C | 2348 | The Frazier Park Public Utility District's Monte Vista Well is contaminated with Fluorides in excess of the State Maximim Contaminant Level (MCL) of 2 ppm. This well has Fluoride levels of 2.2 ppm. This shallow (165' deep) well is in the floodplain and | The design and construction of a test well/new community well with pumps, storage and pipelines to connect to the existing water system. The new well will provide clean water. The old well will be abandoned. The Frazier Park Public Utility District is | 700000 | 2009-01-01 | 19 | Tehachapi District | Frazier Park Water Well Project
5010021 | 001 | DENAIR COMMUNITY SERVICES DISTRICT | L | 10 | C | 3225 | Old Well Site 1 exceeded Nitrate levels and was abandonded. | Denair Community Services District is totally dependent on ground water to supply residential, commercial, and industrial customers located in the District. The loss of Old Well 1 due to excessive nitrates has created a potential fire, safety, and health | 750000 | 2010-01-01 | 10 | Stockton District | Denair Community Services District Well Number 1 Replacement Project
5010021 | 008 | DENAIR COMMUNITY SERVICES DISTRICT | L | 10 | C | 3225 | The purpose of this application is to acquire funding to replace a well that Denair CSD had to abandon due to excessive radiological contamination. The old well was identified as Well 2B. | Denair Community Services District is totally dependent on ground water to supply the residential, commercial, and industrial customers located in the District. The loss of Well 2B due to radiological contamination along with Well 1 due to excessive nitr | 750000 | 2010-01-01 | 10 | Stockton District | Denair Community Services District Well Number 2 Replacement Project
2810002 | 006 | CALISTOGA, CITY OF | L | 10 | C | 5302 | Fiege Canyon well site has high arsenic levels which will not meet future proposed MCL. | Improve mixing and filtration; add coagulant system. | 200000 | 2000-01-01 | 3 | Mendocino District | arsenic in Fiege canyon well (1997)
5610046 | 003 | UNITED WTR CONS DIST | L | 10 | C | 10000 | Sulfate levels which exceed the proposed MCL and/or action levels. | Construct RO plant at El Rio facility, 25 mgd. | 18500000 | 1999-01-01 | 6 | Santa Barbara District
5610046 | 004 | UNITED WTR CONS DIST | L | 10 | C | 10000 | Wells exceed nitrate MCL at times. Well is blended with other sources. | Design and construct a skid mounted nitrate removal plant for one well for blending. | 1500000 | 1998-01-01 | 6 | Santa Barbara District
1510053 | 003 | ANTELOPE VALLEY E KERN WTR AGY F | L | 10 | C | 11548 | CONTROL FUTURE THM'S WHILE ACHIEVING REQUIRED CT | INSTALL AMMONIA FEED SYSTEMS AT ONE WATER TREATMENT PLANT | 187500 | 1999-01-01 | 19 | Tehachapi District
2410005 | 003 | LOS BANOS-CITY | L | 10 | C | 27635 | Well #15 has been on stand-by for several years due to arsenic levels that are above the MCL of 10 PPB. | The project will begin with a study that will help identify the best treatment system needed to get Well #15 back in service. The options that will be reviewed will include Well Head Treatment or blending with the existing water system. Upon the results | 1100000 | 2010-01-01 | 11 | Merced District | Well #15 Arsenic Mitigation
1510029 | 005 | VAUGHN WC INC F | L | 10 | C | 28100 | Vaughn Water Company serves the Rosedale Community in Kern County, California. The system relies solely upon groundwater for its water supply. Two existing water supply wells in the system have arsenic above 10 ppb and thus exceed the chemical MCL. Thes | The two water well sites are existing, operational facilities that exceed the MCL for arsenic. However the operation and maintenance costs as well as the waste handling make well head arsenic treatment an undesirable alternative. The project will involv | 2300000 | 2010-01-01 | 12 | Visalia District | Noriega Storage Tank and Booster Pumping Plant
3610036 | 025 | CITY OF CHINO HILLS | L | 10 | C | 55000 | This project will address high levels of arsenic in a groundwater well owned and operated by the City of Chino Hills. The City of Chino Hills Water Division provides water services to approximately 23,000 customers who include residential, non-residenti | The City of Chino Hills requests $1 million in Safe Drinking Water State Revolving funds to purchase and install a 1,200 gallon per minute (GPM) Arsenic Removal System to bring potable water from existing Well #15 online by complying with Title 22, Chapte | 1000000 | 2010-01-01 | 13 | San Bernardino District | Installation/Operation of Arsenic Removal Equipment at Chino Hills Well#15
1510031 | 002 | BAKERSFIELD, CITY OF | L | 10 | C | 132736 | This project will blend groundwater wells in order to meet the 10ppb average arsenic level in accordance to USEPA water quality standards. It will also incraese water supply capacity due to drop in groundwater levels. | This project will constuct a 3 Million Gallon reinforced concrete tank and booster pump facility. The project will be tied-in to existing infrastructure to maintain system production requirements. | 3150000 | 2010-01-01 | 12 | Visalia District | 3 Million Gallon Water Storage Facility
1510031 | 003 | BAKERSFIELD, CITY OF | L | 10 | C | 132736 | This project will provide treatment at each of the wells for arsenic and 1,2,3 trichloropropone. Each of these wells are approaching or exceed the 10 ppb average arsenic level as required USEPA and CA DHS drinking water regulations. | This project will include the installation of filter vessels, media, piping, monitoring equipment and other facilities for treatment at each of the well sites. | 3250000 | 2010-01-01 | 12 | Visalia District | Well 1 through 5 Arsenic Treatment Project
3910001 | 001 | CALIFORNIA WATER SERVICE - STOCKTON | L | 10 | C | 171777 | ARSENIC ABOVE THE ANTICIPATED FUTURE MCL | DESIGN AND CONSTRUCT A S MGD TREATMENT PLANT. OTHER = DESIGN AND CONSTRUCTION | 2600000 | 2000-01-01 | 10 | Stockton District
3410020 | 027 | CITY OF SACRAMENTO MAIN | L | 10 | C | 407018 | Arsenic levels at Well 164 exceed the new MCL | Project will study treatment methodologies, then design, construct/purchase, and install treatment system at well site. | 400000 | 2003-01-01 | 9 | Sacramento District | Well 164
2702322 | 005 | CAPTAIN COOPER SCHOOL WS | L | 10 | P | 95 | Exceeded lead or copper action levels. | Install a corrosion control treatment unit. | 80000 | 2000-01-01 | 5 | Monterey District
2700552 | 001 | ECHO VALLEY SCHOOL WS | L | 10 | P | 400 | Exceeded lead or copper action levels. | Install a corrosion control treatment unit. | 80000 | 2000-01-01 | 5 | Monterey District
4400660 | 002 | RANCHO SAN ANDREAS | L | 5 | C | 200 | High nitrates in source water in excess of MCL. | Properly destroy abandoned well in vicinity of source. Design and construct nitrate removal treatment system. | 100000 | 2000-01-01 | 5 | Monterey District
4400558 | 001 | SAN ANDREAS MUTUAL WATER CO | L | 5 | C | 350 | Well to be replaced is old with shallow seal hence has nitrate issues (above acceptable legal limits) and thus needs to be replaced. Present Generator is over 50 years old and is not reliable nor does it meet the present environmental standards. | A new well is to be drilled, replacing the old one with a deeper seal (at 250 ft) which will lessen the amount of nitrates to below federal and state allowed legal limits. Will need to close/seal the old well.Replacing the generator with a modern gener | 200000 | 2009-01-01 | 5 | Monterey District | Well replacement and back-up generator
4110020 | 002 | PALO ALTO PARK MUTUAL WATER COMPANY | L | 5 | C | 2500 | Existing Well No. 7 has elevated iron and manganese constituates in the water. The discharge from this well must be blended with other well water to reduce the concentrations to acceptable levels. This is an operation problem for the water system and requ | This project will consist of installation appropriately sized iron and manganese filters for about 700 gpm along with backwash and backwash water disposal system and appurtenances. This will allow greater system flexibility. | 750000 | 2010-01-01 | 17 | Santa Clara District | Iron and Manganese Removal System
3610062 | 012 | RUNNING SPRINGS WATER DISTRICT | L | 5 | C | 6713 | High Radon in several sources | Construct treatment facilities | 140000 | 1998-01-01 | 13 | San Bernardino District | Radon removal facility
2610001 | 004 | MAMMOTH CWD | L | 5 | C | 8214 | Mammoth Community Water District (MCWD) Groundwater Treatment Plants #1 and #2 are experiencing treatment failures resulting in arsenic levels as high as 13 ppb. In the past, Treatment Plants #1 and #2 have remained in compliance with the maximum contamin | In order to achieve compliance with the Arsenic and Lead and Copper MCL rules, Mammoth Community Water District (MCWD) proposes to make modifications to the treatment processes of Groundwater Treament Plants #1 and #2, and the Lake Mary Surface Water Trea | 5600000 | 2010-01-01 | 13 | San Bernardino District | MCWD Groundwater Treatment Plants: Optimize Arsenic Treatment
1910245 | 006 | SANTA FE SPRINGS - CITY, WATER DEPT. | L | 5 | C | 17438 | Water well 02 had Arsenic level @ 14 ug/L. Size of the well can not accommodate any treatment facility | Destroy existing well and construct a new replacement well with arsenic treatment facility | 2000000 | 2004-01-01 | 22 | Angeles District | Arsenic treatment
2710001 | 002 | ALCO WATER SERVICE | L | 5 | C | 27901 | Alco currently has 3 wells that, due solely to Arsenic levels exceeding the 10 ppb MCL (State and Federal), have been designated as standby groundwater sources. Specifically, before being designated as standby sources, the Boronda Well's (source code 271 | To reduce Arsenic, blending is a prefered mitigation strategy, being a "zero treatment option", as per the EPA's Arsenic Mitigation Strategies. Alco currently has 5 active wells that are below the State and Federal MCL of 10 ppb. In order to blend the w | 4500000 | 2010-01-01 | 5 | Monterey District | Construction of Water Blending Facility
5710006 | 013 | CITY OF WOODLAND | L | 5 | C | 56000 | This well has been abandoned due to excessive nitrate concentration above the MCL | This project involves the installation of well head treatment to remove the excessive nitrate and bring the source water into compliance with Title 22. | 3000000 | 2010-01-01 | 9 | Sacramento District | Nitrate treatment for well 10
5710006 | 016 | CITY OF WOODLAND | L | 5 | C | 56000 | Well 17 has elevated nitrate that exceed the MCL, this has prompted limited use of the well. | The project consist of well head treatment for nitrate, the clean water will be stored in a storage tank and tested before bieng pumped into the system. The process will involve the migration of ions through selective membranes due to their attraction to | 3000000 | 2010-01-01 | 9 | Sacramento District | Installation of Nitrate treatment for well 17
3410001 | 028 | SACRAMENTO SUBURBAN WATER DISTRICT | L | 5 | C | 177000 | The Balmoral/Yorktown Well (#19) (PS Code #3410001-014) has a current pumping capacity of 950 gpm. On June 11, 2009, staff collected samples in accordance with Title 22 in the District’s South Service Area (SSA). The results from Well #19 showed a detec | One of the options for this well would be on-site treatment of the Tetrachloroethylene (PCE). Treatment of groundwater containing PCE typically is performed with traditional pump-and-treat technology using air stripping or activated carbon filtration. I | 2000000 | 2010-01-01 | 9 | Sacramento District | PCE Treatment - Well #19 (PS Code 3410001-014)
2700964 | 001 | BRADLEY UNION SCHOOL WS | L | 5 | P | 39 | Exceeded lead or copper action levels. | Install a corrosion control treatment unit. | 80000 | 2000-01-01 | 5 | Monterey District
3700912 | 001 | YMCA CAMP MARSTON/RAINTREE | L | 5 | P | 310 | Current 60k water storage tank is degrading rapidly with extensive rust eating at several seams. Water in this area is extremely aggresive and we continually exceed the recommended levels for Iron and Manganese from all three wells. Last reading taken w | Qualified professionals have indicated the need to sandblast the inside of 60k tank, radiograph metal thickness, and install NSF approved spray liner on entire tank. Install appropriate filtration system, booster pumps, plumbing, and backwash settling p | 300000 | 2010-01-01 | 14 | San Diego District | Camp Marston Storage/Water Main Improvements
4810015 | 001 | TRAVIS AFB WTP - VALLEJO | L | 0 | C | 3 | Project is an upgrade to an existing 7.5 MGD surface water treatment plant. Upgrade addresses plant disinfection and disinfection byproduct formation deficiencies. Addresses projected difficulties meeting Stage 2 DBP formation. | Project includes addition of intermediate ozone, pretreatment process improvements, washwater recovery pond replacement, and operations building modification . Pretreatment process improvements include, new rapid and flash mixing, an additional stage of | 7000000 | 2010-01-01 | 4 | San Francisco District | Travis Air Force Base Water Treatment Plant Upgrade
1500398 | 002 | FRONTIER TRAIL HOMEOWNERS ASSOC, INC. | L | 0 | C | 40 | Frontier Trails currently owns a "grandfathered" Stand-by well for emergency water distribution. The well is within 75 feet of the Kern River at a depth of 40 feet. Regulations indicate that the wells' location, it's turbidity levels and the effects of su | Frontier Trails "Stand-by" water well is too near the Kern River. The wells water tests reflect the effects of surface water and its turbidity levels are above acceptable standards. Frontier Trails property is such that we cannot relocate the well to acce | 55000 | 2009-01-01 | 19 | Tehachapi District | Frontier Trails, Stand-by Well Relocation
4200804 | 002 | WALKING M RANCHES ASSN. | L | 0 | C | 54 | The Walking M Water Association has been distributing water to its association members since 1967. One of two wells now in operation was recently tested and shown to be exceeding Primary Drinking Water Standards for Turbidity and Secondary Drinking Wa | The well committee specified the following requirements: Select one of three possible well sites recommended in an existing geological report. After permitting by the County of Santa Barbara, drill the well at the site selected using a local well drillin | 183000 | 2010-01-01 | 6 | Santa Barbara District | Walking M Water System - Improve Drinking Water Quality
2701959 | 002 | TIERRA VISTA MWC | L | 0 | C | 57 | The Tierra Vista Mutual Water Co. is a small incorporated water system with 17 connections. The system relies on one groundwater well for production. At present the system has no disinfection or filtration. Raw water is pumped to storage and then distrib | Tierra Vista Mutual Water Co. proposes to refurbish the 3 steel storage tanks with Eco friendly liners. This would eliminating the need to replace the existing tanks and reduce the environmental impact of their removal. Replace 3,000 feet of deteriorating | 275000 | 2010-01-01 | 5 | Monterey District | Arsenic Filtration and System Rehabilitation
0510004 | 001 | C.C.W.D. SHEEP RANCH | L | 0 | C | 100 | Current plant has reached capacity, has difficulty treating high turbidity waters and cannot meet proposed DBP regulations. | Replace mixed media filtration with membrane filter. Modify disingection to use ozone or UV as primary disinfectant. | 640000 | 2003-01-01 | 10 | Stockton District | Sheep Ranch treatment plant
3400169 | 002 | SPINDRIFT MARINA | L | 0 | C | 100 | Arsenic appears to be above the MCL in the source water | Determine if the exisitng oxidation filtration system is adequate to remove arsenic from the water. Prepare a detailed technical report, and operations plan. Install a totalizing flowmeter, conduct water monitoring on the treated side of the existing syst | 25000 | 2009-01-01 | 9 | Sacramento District | Arsenic Removal
0707576 | 002 | PLEASANTIMES MUTUAL WATER CO | L | 0 | C | 380 | High Maganese content in the water. | Treatment | 100000 | 2002-01-01 | 4 | San Francisco District
5601117 | 011 | SENIOR CANYON MUTUAL WATER CO | L | 0 | C | 450 | Existing standby well high in nitrates, has to purchase water from Wholesaler which is expensive | Drill a new well in the area to replave the high nitrate well | 150000 | 2005-01-01 | 6 | Santa Barbara District | Nitrates
4400502 | 007 | MAR VISTA WATER COMPANY (Trout Gulch) | L | 0 | C | 584 | This well was drilled in 1934 on a dedicated parcel of the Forest Glen subdivision. It was sole water source for Mar Vista Water Company (MVWC) for at least 40 years until Meadow Ranch subdivision, with its own well, was added to the company in 1987. Al | Contract for engineering services to determine best-value facility for re-charge slurry removal and disposal. Design manganese removal facility and re-charge slurry handling system.Procure and install manganese removal system and re-charge slurry handlin | 90000 | 2009-01-01 | 5 | Monterey District | Well # 1 (Norman Hill) Manganese Filtration Plant (2008)
3710009 | 002 | DESCANSO COMMUNITY WD | L | 0 | C | 870 | Source water iron and manganese exceeds MCL. | Design and installation of 150 gpm capacity iron/manganese filtration facilities at each of two well sites. | 500000 | 2003-01-01 | 14 | San Diego District | filtration plant
1010042 | 008 | MALAGA COUNTY WATER DISTRICT | L | 0 | C | 900 | Water quality from Well No. 3 exceeds the maximum contaminant level (MCL) for DBCP as defined in Section 64445.1 (c)(5)(B) of Title 22, California Code of Regulations. The MCL is 0.2 and the well produces water in concentrations that exceed 0.3 microgm/l | The project consists of acquiring a new well site, drilling a test well, design and construction of new well, connection to the water distribution system, and abandonment of Well No. 3. | 1740000 | 2008-03-01 | 11 | Merced District | Replacement Well for Well No. 3
1010042 | 009 | MALAGA COUNTY WATER DISTRICT | L | 0 | C | 900 | Water quality from Well No. 5 exceeds the maximum contaminant level for DBCP as defined in Section 64445.1 (c)(5)(B) of Title 22, California Code of Regulations. The MCL is 0.2 microgm/l (ppb) and the well produces water in concentrations of 0.62 microgm | The project consists of acquiring a new well site, drilling a test well, design and construction of a new well, connection to the water distribution system, and abandonment of Well No. 5. | 1740000 | 2008-03-01 | 11 | Merced District | Replacement Well for Well No. 5
1710012 | 005 | COBB AREA COUNTY WATER DISTRICT | L | 0 | C | 2500 | Filter life has expired, this project rebuilds 6' x 12' rapid sand filter, for meeting iron and manganese compliance levelsCurrently water source is off line, due to filter and ozone issues. Do not have quote for rebuild of 03 generator, may apply separe | Contractor will come in and vacuum out filter, repair underdrain (if necessary) refill will multiple layers of aggregate including:4 levels of gravel from 1.5" - #10 sand1 level of filter sand1 level of Green Sand1 level of anthraciteAll equipment and saf | 20960 | 2010-01-01 | 3 | Mendocino District | CAWD WELL 3 FILTER REHAB
1710012 | 006 | COBB AREA COUNTY WATER DISTRICT | L | 0 | C | 2500 | Project is in direct conjunction with CAWD Well 3 Filter Rehab application. Ozone generator does not function must have new Ozone Reaction Chambers, Compressors, etc. We cannot meet the standards for Iron and Manganese, and have had to take this source | Without Well#3 on line we have no redundancy in the system. WEll 3 and Well 1 work together and are the primary wells for the entire water system. Well 3 cannot meet the standard for iron and manganese without oxidation and filtration, the combined ozon | 5365 | 2010-01-01 | 3 | Mendocino District | CAWD WELL 3 OZONE REHAB
3610063 | 001 | GOLDEN STATE WATER CO - MORONGO DEL SUR | L | 0 | C | 2716 | Uranium approaching MCL | Construct treatment facilities | 250000 | 1998-01-01 | 13 | San Bernardino District
4210024 | 001 | LA CUMBRE MUTUAL WATER CO | L | 0 | C | 4900 | Our groundwater wells exceed the iron & Manganese SMCL. The well areintended to offset our State Water allocation. Half of our customers aregetting this water. We need to treat this water with oxidation followedby filtration. We have hired a consultant t | Pressurized media filter, operator control room, chemical feed equipmentbackwash pumps, reclaim pumps water quality monitoring instrumentsreclaim tank, piping, control valves, SCADA equipment. the facility will be located at our maintenance yard owned by | 1000000 | 2009-01-01 | 6 | Santa Barbara District | System improvements
1910163 | 002 | VALENCIA HEIGHTS WATER CO. | L | 0 | C | 5500 | Nitrate above MCL in all domestic wells. Possible loss of source of blending water within two years. | Install nitrate removal facility. | 1000000 | 2004-01-01 | 16 | Central District
3410005 | 001 | RANCHO MURIETA COMMUNITY SERVI | L | 0 | C | 6060 | The treatment plant is over 30 years old comprised of a traveling bridge filter system. The project will replace the traveling bridge filter system with a submerged membrane system to ensure compliance with LTESWTR.The existing filter bed is failing causi | The project will replace a 30 year old traveling bridge filter system with a submerged membrane system. The existing filter bed is failing.The existing filter bed and sedimentaion basins will be removed and replaced with the submerged membrane system comp | 7000000 | 2010-01-01 | 9 | Sacramento District | Phase 1 Plant Replacement and Upgrade
3010082 | 003 | SERRANO WATER DISTRICT | L | 0 | C | 6251 | Our district will not be able to meet the requirements of the upcoming Stage 2 Disinfectants/Disinfection By-Products (D/DBP) Rule with regards to the trihalomethane (THM) levels. We have identified ozonation and chloramine conversion as the viable appro | The District owns and operates a 4 MGD surface water treatment plant that serves water to nearly 150,000 residents in the Cities of Villa Park and Orange, both in Orange County. The plant receives water from Irvine Lake, which stores local runoff water. | 2500000 | 2010-01-01 | 8 | Santa Ana District | Walter E. Howiler Water Treatment Plant Regulatory Required Improvements
3610053 | 002 | WESTERN HEIGHTS WATER COMPANY | L | 0 | C | 7120 | Two standby wells with nitrate levels above the MCL need blending treatment | Construct a 2-million gallon reservoir to blend two standby wells | 750000 | 2002-01-01 | 13 | San Bernardino District | Construct a New Two-Million Gallon Reservoir
4910016 | 003 | COTATI, CITY OF | L | 0 | C | 7532 | The City of Cotati has 3 municipal groundwater wells. Two wells (Well 1A and Well 3) have elevated levels of iron (FE) and manganese (Mn) in the raw water, in addition to hydrogen sulfide (H2S). The City uses a green sand-mixed media filter to remove th | Work will consist of replacing the green sand mixed media at two municipal wells (Well 1A and Well 3), and repacing the backwash control valves and actuators. Construction activity start date is shown as October 2009 to reduce the impact of having these | 150000 | 2010-01-01 | 18 | Sonoma District | Well 1A and 3 Sand Filter Replacement
4910011 | 005 | SEBASTOPOL, CITY OF | L | 0 | C | 7750 | Arsenic standard of 10 ppb is exceeded in Well 06. Public notification has not yet been required as the well is off line until it can meet regulatory compliance. | Blending water from another water zone with Well 06 is proposed to meet arsenic regulatory compliance. Installation of about 400' of water main and booster pumps with variable frequency drives to boost water into source to blend water is proposed. Monit | 400000 | 2010-01-01 | 18 | Sonoma District | Well 06 Arsenic Treatment
4910011 | 006 | SEBASTOPOL, CITY OF | L | 0 | C | 7750 | Place treatment system on existing well for VOC contamination removal. No violation or CDPH directive. Well is off line pending treatment. | Place VOC treatment system on drinking water well. | 500000 | 2010-01-01 | 18 | Sonoma District | Well 5 Treatment System for VOCs
4210020 | 005 | SANTA YNEZ RIVER WATER CONS. DIST. ID#1 | L | 0 | C | 8298 | Well 3 exceeds nitrate MCL. Standby Well | Drill 3 test holes and convert one into production well | 500000 | 2003-01-01 | 6 | Santa Barbara District | Well #3 replacement
4210020 | 008 | SANTA YNEZ RIVER WATER CONS. DIST. ID#1 | L | 0 | C | 8298 | Santa Ynez Water Conservation District, Improvement District No. 1 (ID#1) serves a population of 8,298. It also provides water to the City of Solvang with a population of 5,322 and serves water on a stand-by basis to Rancho Marcelino Mutual Water Company | Santa Ynez Water Conservation District, Improvement District No 1’s (ID#1) project is the reactivation of existing Well #3 with nitrate removal treatment as determined through best engineering planning and practices. | 1200000 | 2008-04-01 | 6 | Santa Barbara District | Nitrate Well Treatment
1010001 | 002 | BAKMAN WATER COMPANY | L | 0 | C | 8865 | Well 13 is contaminated with DBCP. | Install a GAC treatment system on Well 13. | 573430 | 2005-01-01 | 11 | Merced District | Well 13 DBCP Treatment
1010025 | 003 | PARLIER, CITY OF | L | 0 | C | 12058 | The City currently has sufficient water supply and distribution when all wells are online. The problem comes when some wells must be shut down because of elevated DBCP levels. The DBCP levels range from .22 - .41. The current State Maximum Contaminant | The City is adding an additional well and a storage tank to meet peak demands and fire flow. The problem comes when some wells must be shut down because of elevated DBCP levels. The DBCP levels range from .22 - .41. The current State Maximum Contamin | 1200000 | 2008-01-01 | 11 | Merced District | Integrated Well Storage and Distribution System (2007)
4010004 | 005 | GROVER BEACH WATER DEPARTMENT | L | 0 | C | 13248 | Nitrate removal treatment plant needs upgrades to comply with the nitrate MCL. | Replace unit with new Chemscan UV-3100 and process analyzer | 30000 | 1998-01-01 | 6 | Santa Barbara District
3510003 | 007 | SUNNYSLOPE COUNTY WATER DIST | L | 0 | C | 16713 | Currently the Lessalt Surface Water Treatment Plant will not meet the upcoming disinfection byproduct rule for potable water which is slated to take effect in 2012. The renovation of the Lessalt Surface Water Treatment Plant will allow the Lessalt Potabl | The construction of the Lessalt Surface Water Treatment Plant retrofit will consist of two phases. In the first phase, alum coagulant (PACL), and polymer will be added to the influent side of the existing treatment plant to reduce total organic carbon, lo | 17129300 | 2010-01-01 | 5 | Monterey District | Lessalt Surface Water Treatment Plant Disinfection By-Product Compliance Upgrade, System Intertie, &
1910130 | 002 | QUARTZ HILL WATER DIST. | L | 0 | C | 17050 | Do to the EPA lowering the MCL for Arsenic on the 23rd day of January 2006 Quartz Hill Water District has had to suspend use of Well 6a due to high levels of arsenic being detected in the water. Several alternative blending plans have been implemented in | Quartz Hill Water District is planning on partially abandoning Well 6a. The planned start date for this project is fall of 2007. According to Los Angeles County Water Works District 40, the aforementioned process takes approximately two weeks to complete. | 65000 | 2007-10-01 | 16 | Central District | Well 6A Arsenic Mitigation
3410016 | 002 | ORANGE VALE WATER COMPANY | L | 0 | C | 17500 | The Orange Vale Water Company (OVWC) is located in northeast Sacramento County, encompasses approximately 4.8 square miles and serves approximately 17,500 customers. OVWC now receives 100% of their supply from surface water supplies through its parent wh | The project will provide up to 2,000 AFY of reliable water supply for the OVWC and will play an important role in the Regional Water Authority’s and San Juan Water District’s dry year plans by creating the possibility of forgoing portions of its surface w | 850000 | 2009-01-01 | 9 | Sacramento District | OVWC Well No. 2 Replacement Project
3010017 | 002 | LAGUNA BEACH COUNTY WD | L | 0 | C | 25000 | The City of Garden Grove (City) and Laguna Beach County Water District (District) are coordinating a project that will provide additional water supply as well as protect the Orange County Groundwater Basin through a Nitrate Removal Project. In June 2005, | The City of Garden Grove (City) is seeking grant funds in the amount of $4,000,000, to fund the City and Laguna Beach County Water District’s (District) Nitrate Removal Project. This project is located in Northern Garden Grove, between Chapman Avenue and | 4000000 | 2010-01-01 | 8 | Santa Ana District | City of Garden Grove/Laguna Beach County Water District Nitrate Removal Facility
1910154 | 003 | CITY OF SOUTH PASADENA | L | 0 | C | 25824 | The groundwater pumped from Graves Well, standby well, is contaminated with nitrate level in excess of the MCL of 45 mg/L. | Install denitrification system. Design and construct. | 1800000 | 2000-01-01 | 16 | Central District | Treatment for standby well (1997)
1910154 | 007 | CITY OF SOUTH PASADENA | L | 0 | C | 25824 | Standby Wilson Well No. 2 is contaminated with nitrate ( 75 ppm) and PCE (13 ppb). | Rehabilitate well to isolate contaminated zones in the aquifer and install denitrification system. Project involves: Design, and Construction | 350000 | 1998-01-01 | 16 | Central District | Treatment of standby well (1997)
1910154 | 008 | CITY OF SOUTH PASADENA | L | 0 | C | 25824 | Standby wells contaminated with nitrate and PCE are blended to meet the SDWA MCL's (Well field at the Wilson Facility). | Design and construct water treatment facility to remove increasing levels of PCE and nitrate from pumped ground water. | 4500000 | 1998-01-01 | 16 | Central District | Treatment for standby wells ((1997)
4110009 | 001 | CALIFORNIA WATER SERVICE-S SAN FRANCISCO | L | 0 | C | 56110 | System meets existing trihalomethane MCL, but not but not DBP Rule. | INSTALL FACILITIES TO ENABLE CHLORAMINE DISINFECTION OF ALL SYSTEM RESERVOIRS (13) AND PURCHASE PORTABLE CHLORINATION EQUIPMENT. | 540000 | 1998-01-01 | 17 | Santa Clara District
4110006 | 002 | CALIFORNIA WATER SERVICE - BEAR GULCH | L | 0 | C | 66470 | System meets existing trihalomethane MCL, but not DBP Rule | Install facilities to enable chloramine disinfection of 23 Reservoirs and treatment plant, puchase portable chlorination. | 1020000 | 1999-01-01 | 17 | Santa Clara District
4210010 | 005 | CITY OF SANTA BARBARA WATER DEPARTMENT | L | 0 | C | 94370 | Inability to comply with Primary and Secondary Water Quality Standards using the current treatment scheme at the Ortega Groundwater Treatment PlantThe City of Santa Barbara owns and operates the Ortega Groundwater Treatment Plant (OGTP), which treats gr | Ortega Groundwater Treatment Plant and Well Rehabilitation ProjectThe City contracted with an engineering design firm specializing in water treatment to investigate treatment solutions for OGTP. In August 2006, the design firm completed a four-month lo | 12323885 | 2007-01-01 | 6 | Santa Barbara District | Ortega Groundwater Treatment Plant and Well Rehabilitation Project
3610019 | 001 | SAN BERNARDINO VALLEY WD | L | 0 | C | 100000 | TCE, PCE and nitrate contamination in basin | Basin wide treatment and distribution facilities | 20000000 | 1998-01-01 | 13 | San Bernardino District
1910070 | 011 | LOS ANGELES CO WW DIST 4 & 34-LANCASTER | L | 0 | C | 144215 | Arsenic is the primary contaminant to be addressed by the project. Arsenic in drinking water has been shown to impact human health and is considered one of the prominent environmental causes of cancer in the world. The Safe Drinking Water Act Amendment | This project is for the removal of arsenic from the groundwater pumped from Well No. 4-37 to ensure compliance with the new arsenic standard. To accomplish this goal, the District proposes using one of the commercially available ion exchange systems for | 820000 | 2008-01-01 | 16 | Central District | Arsenic Treatment in Well 4-37 (2007) As
1910070 | 012 | LOS ANGELES CO WW DIST 4 & 34-LANCASTER | L | 0 | C | 144215 | Arsenic is the primary contaminant to be addressed by the project. Arsenic in drinking water has been shown to impact human health and is considered one of the prominent environmental causes of cancer in the world. The Safe Drinking Water Act Amendment | This project is for the removal of arsenic from the groundwater pumped from Well No. 4-36 to ensure compliance with the new arsenic standard. To accomplish this goal, the District proposes using one of the commercially available ion exchange systems for | 820000 | 2008-01-01 | 16 | Central District | Arsenic Treatment in Well 4-36 (2007)
1910070 | 013 | LOS ANGELES CO WW DIST 4 & 34-LANCASTER | L | 0 | C | 144215 | Arsenic is the primary contaminant to be addressed by the project. Arsenic in drinking water has been shown to impact human health and is considered one of the prominent environmental causes of cancer in the world. The Safe Drinking Water Act Amendment | This project is for the removal of arsenic from the groundwater pumped from Well No. 4-Fox to ensure compliance with the new arsenic standard. To accomplish this goal, the District proposes using one of the commercially available ion exchange systems for | 640000 | 2008-01-01 | 16 | Central District | Arsenic Treatment in Well 4-FOX
1910070 | 014 | LOS ANGELES CO WW DIST 4 & 34-LANCASTER | L | 0 | C | 144215 | Arsenic is the primary contaminant to be addressed by the project. Arsenic in drinking water has been shown to impact human health and is considered one of the prominent environmental causes of cancer in the world. The Safe Drinking Water Act Amendment | This project is for the removal of arsenic from the groundwater pumped from Well No. 4-26 to ensure compliance with the new arsenic standard. To accomplish this goal, the District proposes using one of the commercially available ion exchange systems for | 820000 | 2008-01-01 | 16 | Central District | Arsenic Treatment in Well 4-26
1910070 | 015 | LOS ANGELES CO WW DIST 4 & 34-LANCASTER | L | 0 | C | 144215 | Arsenic is the primary contaminant to be addressed by the project. Arsenic in drinking water has been shown to impact human health and is considered one of the prominent environmental causes of cancer in the world. The Safe Drinking Water Act Amendment | This project is for the removal of arsenic from the groundwater pumped from Well No. 4-68 to ensure compliance with the new arsenic standard. To accomplish this goal, the District proposes using one of the commercially available ion exchange systems for | 820000 | 2008-01-01 | 16 | Central District | Arsenic Treatment in Well 4-68
1910070 | 016 | LOS ANGELES CO WW DIST 4 & 34-LANCASTER | L | 0 | C | 144215 | Arsenic is the primary contaminant to be addressed by the project. Arsenic in drinking water has been shown to impact human health and is considered one of the prominent environmental causes of cancer in the world. The Safe Drinking Water Act Amendment | This project is for the removal of arsenic from the groundwater pumped from Well No. 4-49 to ensure compliance with the new arsenic standard. To accomplish this goal, the District proposes using one of the commercially available ion exchange systems for | 1650000 | 2008-01-01 | 16 | Central District | Arsenic Treatment in Well 4-49
1910070 | 017 | LOS ANGELES CO WW DIST 4 & 34-LANCASTER | L | 0 | C | 144215 | Arsenic is the primary contaminant to be addressed by the project. Arsenic in drinking water has been shown to impact human health and is considered one of the prominent environmental causes of cancer in the world. The Safe Drinking Water Act Amendment | This project is for the removal of arsenic from the groundwater pumped from Well No. 4-48 to ensure compliance with the new arsenic standard. To accomplish this goal, the District proposes using one of the commercially available ion exchange systems for | 1650000 | 2008-01-01 | 16 | Central District | Arsenic Treatment in Well 4-48
1910070 | 018 | LOS ANGELES CO WW DIST 4 & 34-LANCASTER | L | 0 | C | 144215 | Arsenic is the primary contaminant to be addressed by the project. Arsenic in drinking water has been shown to impact human health and is considered one of the prominent environmental causes of cancer in the world. The Safe Drinking Water Act Amendment | This project is for the removal of arsenic from the groundwater pumped from Well No. 4-67 to ensure compliance with the new arsenic standard. To accomplish this goal, the District proposes using one of the commercially available ion exchange systems for | 820000 | 2008-01-01 | 16 | Central District | Arsenic Treatment in Well 4-67
1910070 | 019 | LOS ANGELES CO WW DIST 4 & 34-LANCASTER | L | 0 | C | 144215 | Arsenic is the primary contaminant to be addressed by the project. Arsenic in drinking water has been shown to impact human health and is considered one of the prominent environmental causes of cancer in the world. The Safe Drinking Water Act Amendment | This project is for the removal of arsenic from the groundwater pumped from Well No. 4-51 to ensure compliance with the new arsenic standard. To accomplish this goal, the District proposes using one of the commercially available ion exchange systems for | 820000 | 2008-01-01 | 16 | Central District | Arsenic Treatment in Well 4-51
1910070 | 020 | LOS ANGELES CO WW DIST 4 & 34-LANCASTER | L | 0 | C | 144215 | Arsenic is the primary contaminant to be addressed by the project. Arsenic in drinking water has been shown to impact human health and is considered one of the prominent environmental causes of cancer in the world. The Safe Drinking Water Act Amendment | This project is for the removal of arsenic from the groundwater pumped from Well No. 4-50 to ensure compliance with the new arsenic standard. To accomplish this goal, the District proposes using one of the commercially available ion exchange systems for | 1000000 | 2008-01-01 | 16 | Central District | Arsenic Treatment in Well 4-50
1910070 | 021 | LOS ANGELES CO WW DIST 4 & 34-LANCASTER | L | 0 | C | 144215 | Arsenic is the primary contaminant to be addressed by the project. Arsenic in drinking water has been shown to impact human health and is considered one of the prominent environmental causes of cancer in the world. The Safe Drinking Water Act Amendment | This project is for the removal of arsenic from the groundwater pumped from Well No. 4-13 to ensure compliance with the new arsenic standard. To accomplish this goal, the District proposes using one of the commercially available ion exchange systems for | 640000 | 2008-01-01 | 16 | Central District | Arsenic Treatment in Well 4-13
1910070 | 022 | LOS ANGELES CO WW DIST 4 & 34-LANCASTER | L | 0 | C | 144215 | Arsenic is the primary contaminant to be addressed by the project. Arsenic in drinking water has been shown to impact human health and is considered one of the prominent environmental causes of cancer in the world. The Safe Drinking Water Act Amendment | This project is for the removal of arsenic from the groundwater pumped from Well No. 4-17 to ensure compliance with the new arsenic standard. To accomplish this goal, the District proposes using one of the commercially available ion exchange systems for | 640000 | 2008-01-01 | 16 | Central District | Arsenic Treatment in Well 4-17
1910070 | 023 | LOS ANGELES CO WW DIST 4 & 34-LANCASTER | L | 0 | C | 144215 | Arsenic is the primary contaminant to be addressed by the project. Arsenic in drinking water has been shown to impact human health and is considered one of the prominent environmental causes of cancer in the world. The Safe Drinking Water Act Amendment | This project is for the removal of arsenic from the groundwater pumped from Well No. 4-42 to ensure compliance with the new arsenic standard. To accomplish this goal, the District proposes using one of the commercially available ion exchange systems for a | 640000 | 2008-01-01 | 16 | Central District | Arsenic Treatment in Well 4-42
1910070 | 024 | LOS ANGELES CO WW DIST 4 & 34-LANCASTER | L | 0 | C | 144215 | Arsenic is the primary contaminant to be addressed by the project. Arsenic in drinking water has been shown to impact human health and is considered one of the prominent environmental causes of cancer in the world. The Safe Drinking Water Act Amendment | This project is for the removal of arsenic from the groundwater pumped from Well No. 4-43 to ensure compliance with the new arsenic standard. To accomplish this goal, the District proposes using one of the commercially available ion exchange systems for | 640000 | 2008-01-01 | 16 | Central District | Arsenic Treatment in Well 4-43
1910070 | 026 | LOS ANGELES CO WW DIST 4 & 34-LANCASTER | L | 0 | C | 144215 | Arsenic is the primary contaminant to be addressed by the project. Arsenic in drinking water has been shown to impact human health and is considered one of the prominent environmental causes of cancer in the world. The Safe Drinking Water Act Amendment | This project is for the removal of arsenic from the groundwater pumped from Well No. 4-52 to ensure compliance with the new arsenic standard. To accomplish this goal, the District proposes using one of the commercially available ion exchange systems for a | 820000 | 2008-01-01 | 16 | Central District | Arsenic Treatment in Well 4-52
1910070 | 029 | LOS ANGELES CO WW DIST 4 & 34-LANCASTER | L | 0 | C | 144215 | Arsenic is the primary contaminant to be addressed by the project. Arsenic in drinking water has been shown to impact human health and is considered one of the prominent environmental causes of cancer in the world. The Safe Drinking Water Act Amendment | This project is for the removal of arsenic from the groundwater pumped from Well No. 4-62 to ensure compliance with the new arsenic standard. To accomplish this goal, the District proposes using one of the commercially available ion exchange systems for | 640000 | 2008-01-01 | 16 | Central District | Arsenic Treatment in Well 4-62
3610041 | 024 | SAN GABRIEL VALLEY WC - FONTANA | L | 0 | C | 153647 | Well F26A is a critical production well in the north east portion of the Fontana Water Company service area that produces approximately 2,000 gpm. The well has been impacted by perchlorate with an historic high of 6.0 ppb. The Department of Public Healt | Plant F26 occupies an approximately 0.50-acre lot on Micallef Street between Sierra and Mango. The proposed project will consist of grading and site work to provide a well-draining site with appropriate Stormwater treatment facilities and the construction | 1500000 | 2009-01-01 | 13 | San Bernardino District | Plant F26 Perchlorate Treatment Facility
3610041 | 025 | SAN GABRIEL VALLEY WC - FONTANA | L | 0 | C | 153647 | Well F23A is a critical production well that produces 2,500 gpm in the south portion of the Fontana Water Company service area. The well has been impacted by perchlorate with an historic high of 6.0 ppb. The Department of Public Health has established a | Plant F23 occupies an approximately 1-acre lot on Boyle Avenue between Citrus and Catawba Avenues about one block south of the I-10 Freeway in the City of Fontana. The plant is located in the south central portion of the Fontana Water Company service are | 856100 | 2009-01-01 | 13 | San Bernardino District | Plant F23 Perchlorate Treatment Facility
4310011 | 008 | SAN JOSE WATER COMPANY | L | 0 | C | 998000 | Stage II DDBP rule compliance needed. | Evaluate, design, and construct required facilities for reducing THM's | 8000000 | 2002-01-01 | 17 | Santa Clara District | D/DBP compliance (1997)
4310027 | 002 | SANTA CLARA VALLEY WATER DISTRICT | L | 0 | C | 1000000 | Stage II DDBP compliance needed. | Solution to the problem requires the construction of a settled water ozone system using LOX as feed gas and sulfuric acid and hydrogen peroxide for bromate control, with fine bubble diffusion ozone contactors followed by GAC filtration. | 58000000 | 1998-01-01 | 17 | Santa Clara District
4310027 | 003 | SANTA CLARA VALLEY WATER DISTRICT | L | 0 | C | 1000000 | Stage I DDBP compliance needed. | Need to change the current treatment to one using ferric chloride as the primary coagulant. | 7400000 | 1998-01-01 | 17 | Santa Clara District
2702490 | 001 | CENTRAL BAY HIGH SCHOOL WS | L | 0 | P | 250 | Exceeded lead or copper action level | Install a corrosion control treatment unit. | 80000 | 2000-01-01 | 5 | Monterey District
2700598 | 001 | MOSS LANDING SCHOOL WS | L | 0 | P | 575 | Exceeded lead or copper action levels | Install a corrosion control treatment unit. | 80000 | 2000-01-01 | 5 | Monterey District
1000057 | 001 | WATERTEK-METROPOLITAN | M | 45 | C | 60 | THE SYSTEM LACKS ADEQUATE SOURCE RELIABILITY. | CONNECT TO THE CITY OF FRESNO. | 25000 | 1998-01-01 | 23 | Fresno District
3400331 | 002 | WESTERNER MOBILE HOME PARK | M | 45 | C | 65 | On well water, inadequate water pressure and volume | Hook up to public water supply, City of Sacramento | 30000 | 2001-01-01 | 9 | Sacramento District | Consolidate with city of Sacramento
3600070 | 002 | Center Water Co | M | 45 | C | 65 | Source of water in Lucerne Valley are individual wells of property owners & small mutual water companies, some of which currently cannot meet service requirements & may be unable to accommodate new connections. Some SWS in area have higher nitrate level | Sources of water in the Lucerne Valley area are individual systems (parcel-by-parcel, well-by-well) operated by property owners and small mutual water companies, some of which currently cannot meet service requirements and will not likely be able to accom | 5000000 | 2009-01-01 | 13 | San Bernardino District | Consolidation of western Lucerne Valley water systems with Center Water Company.
5200516 | 002 | LAZY CORRAL MOBILE HOME PARK | M | 45 | C | 84 | Low volume and pressure | Connect to Corning City Water System | 180000 | 2000-01-01 | 21 | Valley District | Connect to city water system
1700516 | 002 | LAKE COUNTY CSA 16 - PARADISE VALLEY | M | 45 | C | 180 | System needs a capacity analysis and master plan to comply with Lake County General Plan. Current deficiencies include water supply and quality. | Consolidate with Kono Tayee water system with 800 ft connection line. | 250000 | 1998-01-01 | 3 | Mendocino District
2500911 | 003 | I'SOT WELL #3 & #15 | M | 45 | C | 215 | Three small separate systems with deadend lines not fulfilling Section 64626 (layout of water mains) of the Waterworks Standards. | Consolidate existing water systems into one system, which will loop the distribution lines and provide the reliability required by the Waterworks Standards. | 45000 | 1998-01-01 | 1 | Klamath District
1700554 | 001 | LAKE COUNTY CSA 13 - KONO TAYEE | M | 45 | C | 333 | System needs a capacity analysis and master plan to comply with Lake County General Plan. Current deficiencies include inadequate water supply and quality. Distribution system should be evaluated. | Conduct capacity analysis and develop master plan, study possibility of consolidation with Paradise Valley water system. | 100000 | 1998-01-01 | 3 | Mendocino District
1700554 | 003 | LAKE COUNTY CSA 13 - KONO TAYEE | M | 45 | C | 333 | System needs a capacity analysis and master plan to comply with Lake County General Plan. Current deficiencies include water supply and quality. | Consolidate with Paradise Valley water system with 800 ft connection line. | 250000 | 1998-01-01 | 3 | Mendocino District
2010014 | 003 | HILLVIEW WATER CO-GOLDSIDE-HIL | M | 45 | C | 927 | The Goldside water system is located over the "Fresno River" underground flow of water. Salt water is the inevitable result if wells are drilled below a certain level. Once this happens, the well is no longer usable because of the high cost of treating th | The primary solution to the water quality and quantity problems would be to interconnect and consolidate with the Oakhurst Sierra Lakes Water System. The 16,500' of 12" pipeline to intertie would allow blending for a higher quality water and provide a con | 3849780 | 2010-01-01 | 11 | Merced District | Goldside-2010014 Interconnect with Oakhurst - Source and Treatment
5510003 | 002 | TUD - TUOLUMNE CITY WATER SYSTEM | M | 45 | C | 1576 | NEED AN INTERCONNECTION WITH THE MULLER WATER SYSTEM FOR RELIABILITY AND TO IMPROVE SYSTEM PRESSURE IN THAT PORTION OF THE DISTRIBUTION SYSTEM. | CONSTRUCT PIPELINE AND PRESSURE REDUCING STATION TO INTERCONNECT THE TWO SYSTEMS. | 80000 | 2001-01-01 | 11 | Merced District
1510041 | 006 | NORTH OF THE RIVER MWD | M | 45 | C | 7500 | The community of Oildale is served by two water agencies, North of the River (2000 customers) and Oildale Mutual Water Co.(7000 customers). They receieve their water supply from a treatment plant 3 miles away., through one 27 inch pipeline. If that line w | There is now under construction a second 27 inch line that is about one mile in length. This proposed project would connect to the end of that new main, and increase the sizes of some of OMWC's water mains such that a redundant water transmission pathway | 1800000 | 2010-01-01 | 12 | Visalia District | Water Transmission Intertie/Redundancy Project
0800800 | 001 | PINE GROVE TRAILER PARK | M | 40 | C | 100 | Water system does not meet Section 64560(a)(6) of the Waterworks Standards. Loss of electrical power results in immediate water outage. | Hook up to City of Crescent City water system. | 20000 | 2000-01-01 | 1 | Klamath District
3301428 | 001 | BLYTHE - MESA RANCH | M | 40 | C | 200 | Insufficient supply well capacity and water quality problems. Insufficient water sttorage capacity. (see attached documentation). | Construct a transmission main pipeline connection of the water system to City of Blythe water system. | 5033000 | 1998-01-01 | 20 | Riverside District
5500125 | 004 | MOTHER LODE MOBILE ESTATES | M | 40 | C | 225 | Connect a low income senior mobile home park to public water so that drought conditions which presently exist in Tuolumne County will be mitigated to prevent possible water system outage. No water quality problems presently exist, but low water shed exis | Public water from Tuolumne Utilities District is located near the mobile home park entrance. A connection to the exisiting water system would involve less than 50 feet of pipe from 6 inch to 4 inch. The park water system would have to be shut down and p | 360000 | 2010-01-01 | 11 | Merced District | Connect Mother Lode Mobile Estates, an 89 space low income mobile home park, to public water
0800552 | 001 | NORTHCREST TRAILER CITY | M | 40 | C | 250 | Does not meet Section 64560(a)(6) of the Waterworks Standards. Loss of electrical power results in immediate water outage. | Hook up to City of Crescent City water system | 30000 | 2000-01-01 | 1 | Klamath District | Consolidate with Crescent City
1510046 | 001 | LOST HILLS UTILITY DISTRICT | M | 40 | C | 2772 | LARGEST WATER USER IS CONNECTED THROUGH 11 MILES OF TRUNK LINE AND DOES NOT PROVIDE ENOUGH FIRE FLOW | REPLACE 11 MILES OF TRUNK LINE, DEVELOP RELIABLE WATER SOURCE, UPGRADE PUMP STATION AND INSTALL STORAGE TANK FOR FIRE FLOW. OTHER - DESIGN AND CONSTRUCTION | 1500000 | 1998-01-01 | 12 | Visalia District
1710021 | 001 | LAKE COUNTY CSA 21 - NORTH LAKEPORT | M | 40 | C | 2868 | Need to perform capacity analysis and update master plan to evaluate consolidation potential with other water systems, like Nice and Lucerne. Re-finance DWR loan. | Perform capacity analysis and update master plan. Construct components to accommodate capacity needed by the consolidation. | 1000000 | 1998-01-01 | 3 | Mendocino District
5510013 | 003 | TUD - COLUMBIA WATER SYSTEM | M | 40 | C | 3646 | UPGRADE THE COLUMBIA WTP FROM 1.0 MGD TO 1.5 MGD TO PROVIDE SOURCE RELIABILITY FOR THE GIBBS RANCH AND SONORA WATER SYSTEMS WHICH ARE INTERCONNECTED. | ENLARGE THE COLUMBIA WTP'S CAPACITY FROM 1.0 MGD TO 1.5 MGD. | 230000 | 1998-01-01 | 11 | Merced District | Columbia WTP improvements
5510013 | 004 | TUD - COLUMBIA WATER SYSTEM | M | 40 | C | 3646 | THE NEW MELONES PUMP STATION EXPERIENCED AN INTAKE PIPELINE FAILURE. | CONSTRUCT IMPROVEMENTS AND REPAIRS TO THE INTAKE STRUCTURE. | 74000 | 1998-01-01 | 11 | Merced District | New Melones intake improvements
1010007 | 027 | FRESNO, CITY OF | M | 40 | C | 457511 | The City of Fresno has a great need to provide safe, healthy and affordable housing to its veteran citizens. To satisfy this need the City is required to design and construct 1 1/2 miles of water main which is necessary to provide water service to the ve | The project is to construct approximately 1 1/2 miles of 14" water main along California Avenue from West Avenue to Marks Avenue and 14" water main along Marks Avenue from California Avenue to Kearney Avenue, so that water can be made available to the vet | 810000 | 2010-01-01 | 11 | Merced District | Veterans Home Water Main - Construction
3701005 | 003 | SPENCER VALLEY SCHOOL DISTRICT | M | 40 | P | 38 | Spencer Valley School, a one school school district, is located in the mountains above San Diego County. This area has experienced two major wildfires in the past four years. The water storage capacity here is now below recommended levels for basic fire p | Spencer Valley School, a one school school district, is located in the mountains above San Diego County. This area has experienced two major wildfires in the past four years. The water storage capacity here is now below recommended levels for basic fire p | 100000 | 2010-01-01 | 14 | San Diego District | Wildfire Mitigation, Well Destruction and Potable Water Improvement Project (The WMWDPWIP)
1700563 | 002 | LAKE COUNTY CSA 22 - MT. HANNAH | M | 35 | C | 88 | System needs a capacity analysis and master plan to comply with Lake County General Plan. Current deficiencies include extremely high turbidity in the source water. The distribution system should be evaluated. | Conduct capacity analysis and develop master plan, study possibility of consolidation with Loc Lomand water system. | 100000 | 1998-01-01 | 3 | Mendocino District
4500012 | 001 | CASCADE RACQUET CLUB MUTUAL WATER | M | 35 | C | 100 | System has insufficient storage and lack of standby power. System not fulfilling Section 64560(a)(6) (minimize the effects of power supply failure) and Section 64564 (storage volume) of the Waterworks Standards. | Construct hydropneumatic storage tank; build larger pumping facility with standby generator to provide reliability required by the Waterworks Standards; or consolidate | 40000 | 1998-01-01 | 2 | Lassen District | Consolidation with city of redding
5500041 | 002 | ALPINE ACRES MUTUAL WATER CO | M | 35 | C | 100 | Alpine Acres MWC seeks to consolidate its operations with Tuolumne Utilities District to improve the reliability of water supply and delivery operations. The Company currently relies on two wells to serve its customers. This groundwater supply fails to | This intertie project will connect Alpine Acres MWC's existing facilities to TUD's Crystal Falls system. The intertie will require approximately 1,400 l.f. of 8-inch line to be laid along with appropriate valves, master meters, road repairs, engineering, | 282857 | 2010-01-01 | 11 | Merced District | Alpine Acres Water Supply/Intertie Project
1000259 | 001 | NEW HORIZONS MOBILE/RV PARK | M | 35 | C | 200 | NO BACK-UP SOURCE. BACT. PROBLEMS WHEN WELL IS DOWN FOR MAINTANCE | CONNECT TO FRESNO MUNICIPAL WATER SUPPLY - CITY OF FRESNO. OTHER - DESIGN AND CONSTRUCTION | 100000 | 1998-01-01 | 23 | Fresno District
3301114 | 001 | Cherry Valley Water Company | M | 35 | C | 200 | Cherry Valley Water Company (CVWC) was formed in the early 1940s to serve a small unincorporated area of Cherry Valley. The company owns two wells operating at depths of 110 feet and 220 feet both equipped with 30 hp pumps. We have been using the 220 foot | Consolidate and annex into BCVWD by building a new distribution system to service 80 meters, which is requested by BCVWD as a condition for annexation. In order to meet these conditions the new distribution system would consist of:• 10,000 feet of 8” d | 750000 | 2008-01-01 | 20 | Riverside District | CVWC Consolidation Project
4900799 | 001 | EL PORTAL MOBILE ESTATES | M | 35 | C | 200 | Available water from well is running out. | Connect to City of Santa Rosa water supply or design an alternate form of water production. | 250000 | 1998-01-01 | 18 | Sonoma District
0910007 | 006 | LUKINS BROTHERS WATER COMPANY | M | 35 | C | 250 | Lukins Brothers Water System (LBWC) serves approximately 650 acres, with 942 connections. The system is comprised of approximately 54,000 feet of water main of which about 45,000 feet are 4-inch diameter steel pipe. Five wells origianlly supported the | Lukins Brothers Water Company (LBWC) was formed in 1946 by Melvin Lukins to serve seasonal and annual residents in the Lukins Brothers real estate subdivision. In 1953, Lukins was granted a Certificate of Public Convience and Necessity. The system's 20 | 24000000 | 2010-01-01 | 9 | Sacramento District | Lukins Brothers Water Company Distribution System Upgrades
5510027 | 001 | TUD-CUESTA CENTER-LAMBERT LAKES | M | 35 | C | 491 | Curtis Creek Elementary School is located in rural area of Sonora, California. The campus houses nearly 500 students and staff during the school year. The current water source is a well. Water is stored in a metal tank and the water quality is declinin | Tuolumne Utilities District (TUD) is installing water within a reasonable accessible distance of the school site. This has previously not been an option for the district. The school is required to provide its own link to the main line. Through the Offi | 160000 | 2008-03-01 | 11 | Merced District | Curtis Creek School
1710019 | 001 | LAKE COUNTY CSA 6 - FINLEY | M | 35 | C | 590 | During high demands, source becomes taxed. No long term storage exists. | Construct 100,000 gal storage tank and evaluate consolidation with Kelseyville and Soda Bay systems. | 500000 | 1998-01-01 | 3 | Mendocino District
1710019 | 002 | LAKE COUNTY CSA 6 - FINLEY | M | 35 | C | 590 | System needs a capacity analysis and master plan to comply with Lake County General Plan. Current deficiencies include storage source reliability. The distribution system should also be evaluated. | Conduct capacity analysis and develop master plan, study possibility of consolidation with Soda Bay water system. | 75000 | 1998-01-01 | 3 | Mendocino District
5510019 | 002 | TUD - MONO VILLAGE WATER SYSTEM | M | 35 | C | 649 | The Mono Village water system was acquired by the Tuolumne Utilities District (TUD) in January of 2004 at the request of the Mono Village Mutual Water Company. It was determined by the Mono Village Mutual Water Company that it would be best that the TUD | This project involves the construction of a new six inch pipeline, 2050 feet in length, 750 lineal feet of ten inch pipeline and new valves. The existing surface water treatment plant will remain in service. The project includes the elimination of the e | 374080 | 2008-01-01 | 11 | Merced District | Mono Village System Improvements
1805007 | 006 | HERLONG PUBLIC UTILITY DISTRICT | M | 35 | C | 1200 | The Herlong Trailer park currently operates its own water well along with sewer collection and a septic system. There is concern about adequate separation between the drinking water supply and the septic. It is unknown to what standard the well was drille | Connect the Trailer Park to the Herlong Public Utility District's system. After completion of construction of the district's new storage tank, the district will have the capacity to provide service to the park. The district would construct a 6"inter tie | 286250 | 2010-01-01 | 2 | Lassen District | Herlong Trailer Park Connection
1710022 | 001 | LAKE COUNTY CSA 20 - SODA BAY | M | 35 | C | 1342 | Need to perform capacity analysis and update master plan to evaluate consolidation potential with other water systems, like Kelseyville and Finley. Re-finance DWR loan. | Perform capacity analysis and update master plan. Construct components to accommodate capacity needed by the consolidation. | 1000000 | 1998-01-01 | 3 | Mendocino District
5510015 | 001 | TUD - CEDAR RIDGE WATER SYSTEM | M | 35 | C | 1581 | INSUFFICIENT STORAGE DURING EMERGENCIES AND ANNUAL DITCH OUTAGE. | CONSTRUCT A 200,000 GALLON STEEL STORAGE TANK. | 124000 | 1998-01-01 | 11 | Merced District
5510015 | 002 | TUD - CEDAR RIDGE WATER SYSTEM | M | 35 | C | 1581 | THE WTP IS APPROACHING ITS MAXIMUM CAPACITY AND MAY NEED UPGRADING TO MEET THE SWTR REVISIONS IN THE FUTURE. | CONSTRUCT A PUMP STATION AND PIPELINE TO INTERCONNECT THE CEDAR RIDGE SYSTEM TO THE CRYSTAL FALLS SYSTEM. | 240000 | 2001-01-01 | 11 | Merced District
2010008 | 001 | MADERA COUNTY M.D. #10A - MADERA RANCHOS | M | 35 | C | 2255 | MD-95 is a small water system adjacent to MD-10. Their system currently has three well (South, East and North Wells). The South Well is the primary source of water, producing approximately 125 gpm. The East Well produces a small contribution at 10 gpm. Th | Create an intertie with MD-95, Ranchos West water system, directly to the west. The project would entail installation of approximately 4,020 feet of 8-inch C-900 PVC water main. Additional appurtenances, pavement construction, etc may be required. | 322000 | 2010-01-01 | 11 | Merced District | Consolidation with MD-95
4510002 | 007 | MOUNTAIN GATE C.S.D. | M | 35 | C | 2500 | current intake structure at shasta lake is in failure .intake structure is 20ft out of water .emergency float pumps have been in constant use sence july of 2008.the district will not be able to supply necessary maximum day demand as it rises through the s | this project is phase 1 of a regonal water supply provideing all the water to mtn gate and intertie with 2 other agencys. construction of an intake structure at beaver island shasta lake to replace the obsolete old one. install intake pipes into the pit r | 264300 | 2010-01-01 | 2 | Lassen District | regonal water intake phase 1 shasta lake
1710007 | 002 | KELSEYVILLE CO WATERWORKS DISTRICT 3 | M | 35 | C | 2550 | System needs a capacity analysis and master plan to comply with Lake County General Plan. Current deficiencies include supply and storage inadequacies. One source needs filtration. | Conduct capacity analysis and develop master plan, study possibility of consolidation with Soda Bay water system. | 10000 | 1998-01-01 | 3 | Mendocino District | Capacity study (1997)
5510012 | 008 | TUD - UPPER BASIN WATER SYSTEM | M | 35 | C | 3446 | THE ADJACENT LEISURE PINES WATER SYSTEM HAS INSUFFICIENT SOURCE CAPACITY TO MEET SUMMER DEMANDS. | CONSTRUCT A PIPELINE TO INTERCONNECT THE LEISURE PINES SYSTEM TO THE UPPER BASIN SYSTEM. | 38000 | 1999-01-01 | 11 | Merced District
3610055 | 009 | YUCAIPA VALLEY WD ID-A&2 | M | 35 | C | 40654 | Emergency intertie to YVWD for Calimesa MHP (3301534) due to limited storage and source capacity | construct intertie | 360000 | 1998-01-01 | 13 | San Bernardino District | Rancho Calimesa MHP intertie
3610055 | 010 | YUCAIPA VALLEY WD ID-A&2 | M | 35 | C | 40654 | Emergency intertie to YVWD due to limited storage and source capacity | construct intertie | 61200 | 1998-01-01 | 13 | San Bernardino District | Sharondale Mesa HOA/MHP emergency intertie
3610055 | 011 | YUCAIPA VALLEY WD ID-A&2 | M | 35 | C | 40654 | emergency intertie to YVWD for Plantation MHP 3301943; limited source and storage capacity | construct intertie | 555000 | 1998-01-01 | 13 | San Bernardino District | plantation mhp emergency intertie
3610055 | 012 | YUCAIPA VALLEY WD ID-A&2 | M | 35 | C | 40654 | Plantation mhp ee01943 lacks source and storage capacity | consolidate w yvwd | 968000 | 1998-01-01 | 13 | San Bernardino District | consolidate Plantation MHP
5400639 | 001 | TRAVER SCHOOL | M | 35 | P | 300 | The Traver Joint Elementary School District is a Kindergarten through 8th grade, one school district in Northern Tulare County. It currently has one well that is 50 plus years old. It is an open bottom well with water at about 50 feet and a maximum depth | The school site is approximately 1/2 mile from the "city" well(s) that we hope to hook up to. It may be necessary to assist too with part of the cost of a new well for the town in order to have the water capacity that would be required when the school goe | 350000 | 2010-01-01 | 12 | Visalia District | Traver School to Traver City Water System
5400523 | 002 | EL MONTE VILLAGE M H P | M | 30 | C | 100 | Add a source of water to the storage and distribution of this water system duie to the recent drought in the Stae | New well or consolidation with larger pws | 500000 | 2009-01-01 | 12 | Visalia District | Additional source or consolidation
1000229 | 002 | GREEN ACRES MOBILE HOME ESTATE | M | 30 | C | 300 | System supplied by one well. If it goes out due to drought, they will be out of water. | Drill a new or interconnect if possible. | 200000 | 2009-01-01 | 23 | Fresno District | New well to augment single well
4110028 | 001 | PILLAR RIDGE MHP (FORMER EL GRANADA MHP) | M | 30 | C | 1000 | Pillar Ridge Mobile Home Park (Pillar Ridge) is a small mobile home community located in Moss Beach, California, in the Montara Water and Sanitary District's (MWSD) service area. Pillar Ridges currently operates its own water system consisting of 3 ground | This project will support consolidation of the Pillar Ridge disadvantaged community water system with the MWSD public water system. Since there is an existing operational permanent connection between the two water systems, only minor improvements are req | 450000 | 2010-01-01 | 17 | Santa Clara District | Consolidation of Pillar Ridge with Montara Water and Sanitary District
5510002 | 004 | TUD - PONDEROSA | M | 30 | C | 1461 | DETERIORATED STORAGE AND DISTRIBUTION SYSTEM FACILITIES. NEED ADDITIONAL STORAGE CAPACITY. | REPLACE OLD WRAPPED STEEL PIPE, UPGRADE STORAGE FACILITIES, AND INSTALL TWO NEW STORAGE TANKS. | 610000 | 1999-01-01 | 11 | Merced District
5510010 | 002 | TUD - CRYSTAL FALLS WATER SYSTEM | M | 30 | C | 5301 | THE RANCHO POQUITOS MAIN SUPPLY PIPELINE IS STEEL PIPE REQUIRING FREQUENT REPAIR. THE RANCHOS POQUITOS SYSTEM NEEDS TO BE LOOPED FOR RELIABILITY. | CONSTRUCT A PIPELINE TO REPLACE THE OLD STEEL PIPE AND CONSTRUCT AN INTERCONNECTION WITH THE OAK GARDEN SYSTEM. | 38000 | 2000-01-01 | 11 | Merced District
1510019 | 006 | SHAFTER, CITY OF | M | 30 | C | 15609 | The community of Bishop Acres is located in an unincorporated area of Kern County near the intersection of Seventh Standard Road and Santa Fe Way. An existing mutual water system (System I.D. No. 1500434) is in place to serve approximately 27 service con | In order to extend Shafter's water system to the Bishop Acres well site, a 12-inch supply line would have to be bored across a Burlington Northern and Santa Fe Railway (BNSF) line and a County of Kern road from the nearest City water line location. The C | 500000 | 2010-01-01 | 12 | Visalia District | 2009 Bishop Acres Mutual Water System Consolidation
3600175 | 001 | Barstow Dagget Airport | M | 25 | C | 25 | Bacti failures, inadequate source capacity | Install disinfection equipment, refurbish wellheads and tank, drill new wells | 90000 | 1998-01-01 | 13 | San Bernardino District
2210921 | 002 | WHISPERING PINES APARTMENTS | M | 25 | C | 28 | The existing water supply line is 2" and when several units engage the system the supply is defficient. A larger line would also increase public safety from a fire flow perspective. | Plan and install a properly sized distribution system. | 77500 | 2010-01-01 | 11 | Merced District | Replace the existing disribution system with adequate sized lines.
2210921 | 004 | WHISPERING PINES APARTMENTS | M | 25 | C | 28 | The primary water tank in the system is an old plate steel tank that is beyond it's useful life. It does not have a foundation and is slowly sinking into the ground. | Size and install a news water tank. | 47500 | 2010-01-01 | 11 | Merced District | Replace an existing water tank with a new water tank.
1400511 | 001 | Meadow Lake Apartments | M | 25 | C | 35 | Single source of supply | Drill additional well | 14500 | 1998-01-01 | 13 | San Bernardino District
4700539 | 001 | MACDOEL WATERWORKS | M | 25 | C | 35 | System owner no longer wishes to operate the system. This system will require a through evaluation to determine where water lkines exist and how many homes are seerved. Also, does the existing system fit into appropriate standards. The water system has | This system will require a through evaluation to determine locations of existing water lines and actual number of service connections. Water system will need to be classified. This well system will need a new pump and pump house, new piping with a larg | 350000 | 2010-01-01 | 1 | Klamath District | Upgrade well pump and distribution system
2210925 | 002 | YOSEMITE WESTLAKE MOBILE ESTATES | M | 25 | C | 40 | The existing water system has only one hardrock well. An additional well is needed to supplement the existing well. | The proposed project consists of the construction of a new well. | 200000 | 2009-01-01 | 11 | Merced District | New well to augment single well
3110124 | 001 | PLACER CWA - MONTE VISTA | M | 25 | C | 59 | Does not have a standby generator and when power is lost, the plant does not work. The water treatment plant does not have the required level of reliability as stated in SWTR Section 64659. | Install standby generator. Involves design and construction. | 30000 | 1999-01-01 | 2 | Lassen District
1000057 | 003 | WATERTEK-METROPOLITAN | M | 25 | C | 60 | EXISTING PIPE LINES ARE OLD, RUSTING AND LEAKING. | INSTALL NEW PIPELINES | 14000 | 1998-01-01 | 23 | Fresno District
1400098 | 007 | Darwin Community Service District | M | 25 | C | 60 | System is old and failing, portions of it from the home area to a distant well are exposed to the desert elements and 4 wheel traffic resulting in frequent line breaks and water outages and low pressure. There is no backup and extrememly lengthy time | Project will replace a key water line and appurtances from a distant well to the distribution system and customers. It would eliminate damage and pressure failures thus minimizing water outages and rationing. | 475000 | 2010-01-01 | 13 | San Bernardino District | Darwin water conservation and distribution system improvement
3600071 | 001 | Chamisal MWC | M | 25 | C | 63 | Old, substandard distribution system and storage facilities | Replace mainline and storage facilities | 100000 | 1998-01-01 | 13 | San Bernardino District
3600345 | 001 | West End Mutual (Willow Wells) | M | 25 | C | 63 | Old distribution system resulting in multiple leaks | Construct new mainline and storage facilities | 340000 | 1998-01-01 | 13 | San Bernardino District | Distribution system replacement and storage tank (1997)
4700503 | 002 | CALLAHAN WATER DISTRICT | M | 25 | C | 70 | Two inground storage tanks are old and deteriorated with marginal storage capacity. Deteriorated and undersized water mains. | Construct new storage tank and install new water mains. | 650000 | 2002-01-01 | 1 | Klamath District | Replace water storage tanks
2010013 | 002 | HILLVIEW WATER CO-COARSEGOLD | M | 25 | C | 72 | The existing water system has only one hardrock well. An additional well is needed to supplement the existing well. | The proposed project consists of the construction of a new well. | 200000 | 2009-01-01 | 11 | Merced District | New well to augment single well
2010013 | 003 | HILLVIEW WATER CO-COARSEGOLD | M | 25 | C | 72 | The Coarsegold area is growing due to a new casino in close proximity and the well source, chlorination and the storage tanks are unprotected at this time. The remote location exaggerates the risks from vandalism, terrorism and risks to water consumers du | Install approximately 230 feet of 6 foot high privacy fencing with coiled razor wire top, producing three lockable enclosed areas for the well sites, chlorination equipment and the storage tanks. Drill an additional well on an existing approved well lot a | 246500 | 2010-01-01 | 11 | Merced District | Coarsegold 2010013 Infrastructure-Fireflow and Security
3301682 | 001 | Trails End Mutual Water Compan | M | 25 | C | 75 | Existing water tank (20,000 gallons) is very old and is leaking around the bottom. It has been repaired with welds; the county has suggested we replace it | We were donated much larger tank (50,000 gal); assemble, sandblast and paint; or construct a new tank | 50000 | 1998-01-01 | 20 | Riverside District
5403113 | 001 | SOUTH FORK ESTATES MUTUAL WATER CO | M | 25 | C | 76 | Our Problem: Due to several factors that have contributed to decreasing our well production, we desparately need to properly repair our well and drill another to supply our water needs.South Fork Estates Mutual Water Company is a small rural community wat | Existing well repairs= remove existing casing, set 10" casing; ream existing hole to 10"; 10" seal to 50'; set 8-5/8" casing; Tulare County permit; downhole perforation of casing; Total estimate for project= $86,881.00 and then add 10hp grundfos submersib | 201893 | 2010-01-01 | 12 | Visalia District | SFE MWC Adddition of new well and upgrade of existing well
1500336 | 001 | BURLANDO HEIGHTS MUTUAL WATER CO. | M | 25 | C | 85 | Existing water main line is 4" steel-installed in 1959, problems due to age. | Replace 3226' of main line with 6" C-900 pipe; 21 laterals and 2 additional fire hydrants; demolition/removal cost | 549400 | 2006-01-01 | 19 | Tehachapi District
1500336 | 003 | BURLANDO HEIGHTS MUTUAL WATER CO. | M | 25 | C | 85 | Deteriorating distribution system water lines. | Replace approximately 1500 feet of the distribution system water line. | 81693 | 2001-01-01 | 19 | Tehachapi District
1500209 | 002 | ALTA SIERRA MUTUAL WATER CO. | M | 25 | C | 100 | The water distribution main line consist of 3,300' of 2" galvanized threaded line that was installed during the 1930's & 40's. The primary problem is that the metal makeup of the old galvanized pipe contains lead. The Water Company is currently required b | Replace the existing 3,300' of 2" galvanized line with 8" C900 plastic water line, including inline block valves and necessary fittings to connection to the existing housing distribution system. As part of the upgrade we would like to include dry barrel f | 350000 | 2010-01-01 | 19 | Tehachapi District | Main Water Line Replacement
3301276 | 001 | Thermal Mutual Water Company | M | 25 | C | 100 | The system is over 40 years old and the well pump and motor are being held together on a "band-aid" basis. The storage tank is also old and leaking. The entire system has no shut off valves to the individual homes causing countless service problems. T | The goal is to connect with Coacheella Valley Water system and remove the well to provide an adequate and reliable water product to the community members. Discussions have already been started with CVWD and both parties agree with the concept, but detail | 175000 | 2010-01-01 | 20 | Riverside District | Consolidation with Coachella Valley Water District
4700546 | 002 | CAL ORE TRAIL MOBILE ESTATES | M | 25 | C | 102 | Existing pump house and wet well deteriorated. | Replace existing pump house and wet well. | 5000 | 2007-01-01 | 1 | Klamath District | Pump house and wet well replacement
4900584 | 003 | TIMBER COVE COUNTY WATER DISTRICT | M | 25 | C | 110 | Potential low pressure areas. | Larger pressure tank and system for area affected. | 75000 | 2000-01-01 | 18 | Sonoma District
4900584 | 004 | TIMBER COVE COUNTY WATER DISTRICT | M | 25 | C | 110 | Some existing water mains too small to adequately serve the needs. | Install new larger water mains. | 100000 | 1999-01-01 | 18 | Sonoma District
4900584 | 005 | TIMBER COVE COUNTY WATER DISTRICT | M | 25 | C | 110 | Some water mains overlooked when system upgraded. Pipes are particularly vulnerable during new construction and road repairs. | Replace undersized asbestos cement pipes with properly sized pipes. | 45000 | 1999-01-01 | 18 | Sonoma District
3100033 | 001 | TAHOMA MEADOWS MUTUAL WATER COMPANY | M | 25 | C | 120 | Single source is an old well. Needs additional source capacity. | Repair or replace the tank. | 75000 | 1999-01-01 | 2 | Lassen District
3701341 | 001 | BUTTERFIELD OAKS MOBILE HOME PARK | M | 25 | C | 120 | The mobile home park water system does not have any water storage. Cited by San Diego County Department of Environmental Health, and given 6 months or less to install adequate water storage tank. The mobile home park is in the San Diego County wild fire z | Clean out and disinfect exhisting unused 25,000 gallon water storage tank. Install dual stage pump system to distribute water to the mobile home park water distribution system. Install new electrical panel to service dual stage pump. Install plumbing from | 30000 | 2010-01-01 | 14 | San Diego District | Water Storage System
5200562 | 002 | PONDEROSA SKY RANCH WATER | M | 25 | C | 120 | Holding capacities not adequate piping system in need of 50% to 75% replacement, alternate pump. | New holding tank 100,000 gal. Lay new piping system, alternate pump, alternate energy source for power. | 200000 | 2001-01-01 | 21 | Valley District
5510025 | 001 | TUD - PHOENIX LAKE PARK | M | 25 | C | 130 | HIGH IRON AND MANGANESE LEVELS IN THE EXISTING WELL. ALSO, OCCASIONAL FECAL COLIFORM BACTERIA IN THE WELL. | INTERCONNECT TO THE ADJACENT SCENIC VIEW WATER SYSTEM. | 36000 | 1999-01-01 | 11 | Merced District
1000551 | 002 | FCSA #43/RAISIN CITY | M | 25 | C | 150 | The water system in CSA No. 43W was constructed in 2006 to serve the Raisin City Elementary School and approximately 60 dwellings, mostly single family residences. A State grant and community block funds were used to finance the construction of water sys | The project seeks to install 17 fire hydrants and a 60 hp booster pump to provide fire protection for this community. Each fire hydrant unit is estimated to cost $10,000 each and the booster pump is estimated to cost $50,000. | 220000 | 2010-01-01 | 23 | Fresno District | Install fire hydrants and a booster pump
1200671 | 002 | BENBOW W.C. | M | 25 | C | 150 | Existing Pressure Zone 3 Pump System does not have an emergency source of power. | Install a 15 kW, LPG fueled, standby generator system with automatic transfer switch and genset exercise control system in a weatherproof enclosure | 35000 | 2010-01-01 | 1 | Klamath District | Zone 3 Emergency Power Supply
1200671 | 003 | BENBOW W.C. | M | 25 | C | 150 | Water storage for Pressure Zone 3 is extremely limited @ 10,000 gallons and does not comply with GO 103 fire storage standards or allow for time of day, energy optimized pumping. | Install a 65,000 gallon water storage tank at Zone 3 tank site. | 105000 | 2010-01-01 | 1 | Klamath District | Zone 3 Storage
1200671 | 004 | BENBOW W.C. | M | 25 | C | 150 | Existing Zone 2 storage @ 5,000 gallons does not allow for time of day, energy optimized pumping or emergency intertie with zone 3 storage system for GO 103 compliance. | Install addtitional 10,000 gallons of surge storage with energy management controls linked to existing SCADA system and automated low level intertie (fire and emergency supply) to Pressure Zone 3 distribution system. | 30000 | 2010-01-01 | 1 | Klamath District | Zone 2 Surge Storage
1200671 | 006 | BENBOW W.C. | M | 25 | C | 150 | Existing Pressure Zone 2 Pump System does not have an emergency source of power | Install a 15 kW, LPG fueled, standby generator system with automatic transfer switch and genset exercise control system in a weatherproof enclosure | 35000 | 2010-01-01 | 1 | Klamath District | Zone 2 Emergency Power Supply
1500341 | 002 | SIERRA BELLA MUTUAL WATER COMPANY | M | 25 | C | 165 | During summer usage periods (July through October) Sierra Bella experiences high usage of water by customers who are visiting their cabins. During these periods, and especially during years of significant drought, Sierra Bella is exposed to periods of si | Sierra Bella will locate, purchase and install a 50K gallon tank in its exiting tank location to supplement the existing two 100,000 gallon tanks that currently are in operation. Existing plumbing in the existing valve house has been previously plumbed to | 75000 | 2010-01-01 | 19 | Tehachapi District | Addition of new 50K Storage Tank on existing Tank Location
1500341 | 003 | SIERRA BELLA MUTUAL WATER COMPANY | M | 25 | C | 165 | Several sections of the distribution system are somewhat isolated and adequate circulation of water in the distribution system can be limited during warmer periods of the year. This requires additional system flushing and residual chlorine testing in the | This project would require Sierra Bella to provide 2 new system circulation interconnects between several sections of the existing distribution system. Two additional sections of plumbing with appropriate pipes and shutoff valves are anticipated. In add | 20000 | 2010-01-01 | 19 | Tehachapi District | New System Circulation Interconnects
1500341 | 004 | SIERRA BELLA MUTUAL WATER COMPANY | M | 25 | C | 165 | Sierra Bella has no emergency electricity generating capability for its pumping system. Water is delivered to the storage tanks from a central blend tank by 2 pumps that rely on Southern California Edison. No backup system exists to provide power to the | Sierra Bella will add sufficient emergency generator capability to operate the system is some limited capacity during an emergency. This will require additions to the existing Pumphouse to house the generators, control and interface systems to the existi | 15000 | 2010-01-01 | 19 | Tehachapi District | System Emergency Generator Capability
2210901 | 003 | MPWD-COULTERVILLE CSA 1 | M | 25 | C | 165 | The water system infrastructure in Coulterville is thirtyseven years old and, exept for pump failure - most recently July 19, 2007 - is generally considered not to have reached its maximum service life. The problem in Coulterville is with the lack of ba | This project requires drilling a backup well and constucting storage to increase the capacity serving Coulterville, Ca. The request includes funding for planning, engineering, materials, equipment and construction.Materials and equipment include:* well | 410000 | 2008-07-01 | 11 | Merced District | Coulterville Service Area Well and Storage Tank
1700516 | 001 | LAKE COUNTY CSA 16 - PARADISE VALLEY | M | 25 | C | 180 | System needs a capacity analysis and master plan to comply with Lake County General Plan. Current deficiencies include water supply and quality. The distribution system should be evaluated. | Conduct capacity analysis and develop master plan, study possibility of consolidation with Kono Tayee water system. | 100000 | 1998-01-01 | 3 | Mendocino District
1500393 | 004 | RAINBIRD VALLEY MUTUAL WATER COMPANY | M | 25 | C | 188 | Gate valves on water distribution lines are frozen and need to be replaced. Entire system must be shut down if major repairs are needed. Loss of water supply & pressure. | Replace ten 6 inch and/or 8 inch gate valves on distribution system. | 50000 | 2008-01-01 | 19 | Tehachapi District | Rainbird Valley Water Distribution System Repairs
3600297 | 001 | Gordon Acres (Stewart WC) | M | 25 | C | 195 | Numerous waterworks deficiencies | Construct new pressure tank, repair leaks, replace well, replace booster pumps, redwood lines | 150000 | 1998-01-01 | 13 | San Bernardino District
3600297 | 002 | Gordon Acres (Stewart WC) | M | 25 | C | 195 | Inadequate source and storage capacity | Construct new well and two new reservoirs | 150000 | 1998-01-01 | 13 | San Bernardino District
1500578 | 001 | LONG CANYON WATER COMPANY CORP. | M | 25 | C | 197 | DIMINISHING CAPACITY FROM WELL | DRILL NEW WELL. OTHER - DESIGN AND CONSTRUCTION | 50000 | 1999-01-01 | 19 | Tehachapi District
0800526 | 002 | REDWOOD PARK C.S.D. | M | 25 | C | 200 | 150,000-gallon redwood water storage tanks are about 50 yrs. old; one cannot be used; the second tank has rot. | Replace the water tank(s). | 200000 | 2000-01-01 | 1 | Klamath District | Replace water storage tanks
1000267 | 001 | KINGS CANYON MOBILE HOME PARK | M | 25 | C | 200 | NEED A NEW WELL AND REPLACEMENT OF PIPELINES. | CONSTRUCT A NEW WELL AND REPLACE PIPELINES. | 150000 | 1999-01-01 | 23 | Fresno District
2500911 | 002 | I'SOT WELL #3 & #15 | M | 25 | C | 215 | Water system has low pressure and does not fulfill Section 64566 (system pressure) of the Waterworks Standards. | Installation of an elevated storage tank and an enlarged pumping station to provide the reliability required by the Waterworks Standards. | 250000 | 1998-01-01 | 1 | Klamath District
5400934 | 003 | PONDEROSA CSD | M | 25 | C | 232 | The goal is to increase water capacity to supply current and peak demand. The district has had to restrict water usage in past years and has a three (3) stage water conservation policy with fines for violations. To increase water production, the district | The District proposes to have the interior of the 60,000 gallon storage tank cleaned and coated to eliminate leaks in the tank. In addition the inline flow meter and control valve would be installed at the tank outlet. This will allow volume records of wa | 94286 | 2010-01-01 | 12 | Visalia District | Ponderosa Water Project-Repair Existing Tank and Refurbish Wells
2010012 | 002 | HILLVIEW WATER CO-RAYMOND | M | 25 | C | 243 | Well #2 in Raymond is not built to public standards and as a result occasionally tests positive for total coliform. Chlorination and flushing always produces a clean retest, but water is so scarce in the area that even the few gallons per minute the well | If Raymond Well #2 is re drilled to public standards, it could be drilled deeper at the same time and likely improve the quantity of water as well as making the well consistently safe. This would also eliminate the shut offs for chlorination and the wast | 179000 | 2010-01-01 | 11 | Merced District | Raymond 2010012 Redrill #2 to Public Standards-Security and SCADA
1700546 | 004 | CLEARWATER MUTUAL WATER COMPANY | M | 25 | C | 250 | The 35,000 gallon redwood storage for the Clearwater Mutual Water Co. should be replaced in accordance to water permit No. 02-03-98P17005. The storage tank has been in place since 1965. There are several patched holes around the tank, and some leaks on th | Clearwater Mutual Water Company is a small community water system that has 90 active service connections serving a maximum population of 100 persons. Most residences are retired living on a fixed income. The community is considered disadvantaged due to | 140000 | 2009-01-01 | 3 | Mendocino District | Clearwater Mutual Water Co. - Storage/Distribution (2007)
4700513 | 001 | HORNBROOK C.S.D. | M | 25 | C | 280 | System has 11 deadends in distribution supply main lines. | Eliminate deadends by looping. Where looping not possible, provide flushing valves at end of deadend. | 550000 | 1998-01-01 | 1 | Klamath District | Eliminate distribution system dead ends
4700513 | 002 | HORNBROOK C.S.D. | M | 25 | C | 280 | This project entails a 250,000 gallon reservoir situated on the eastside of the District. The reservoir will be connected by two 10-inch lines to existing system in First Street. It will also have an all weather access road, chlorinator, and check valve | This project entails a 250,000 gallon reservoir situated on the eastside of the District. The reservoir will be connected by two 10-inch lines to existing system in First Street. It will also have an all weather access road, chlorinator, and check valve | 1750000 | 2010-01-01 | 1 | Klamath District | Provide New Reservoir (#3) To Service Eastside (95%) Of Water District
3700859 | 001 | RANCHO DEL CAMPO WATER SYSTEM | M | 25 | C | 290 | Campo is an unincorporated community located in southeastern San Diego County, California with a population close to 640. Water service for the community is provided by a County Water Maintenance District via two separate drinking water systems – Rancho D | The Rancho Del Campo Water System requires urgent improvement of aging and worn wells, pumps, and associated equipment. The Campo Hills Water System faces serious water quality problems such as high concentrations of uranium, nitrate, iron, manganese, lea | 2500000 | 2010-01-01 | 14 | San Diego District | Well Improvement and Consolidation of Campo Water Maintenance District Systems
1100616 | 002 | ELK CREEK COMMUNITY S.D. | M | 25 | C | 300 | Vulnerability of transmission mainline. Multiple dead end lines that compromise water quality and pressure. | Construct pipeline across creek. Loop dead end lines to reduce problems. | 232000 | 1998-01-01 | 21 | Valley District | Distribution system replacement (1997)
2500503 | 002 | CALIFORNIA PINES C.S.D. | M | 25 | C | 300 | California Pines CSD needs to be able to work on our water system without shutting down the whole community. At this point in time we do not have a way to do this. We also must be ready and able to expand the drinking water availabilty in other areas arou | The District has one 10" main line to service our community. When there is a problem within our system we must shut off the whole community to work on it. By doing this not only do we cause problems for our customers, but this puts a damper on any | 800000 | 2010-01-01 | 1 | Klamath District | Second 10 inch Main From Storage Tanks
3700922 | 001 | LIVE OAK SPRINGS WATER COMPANY | M | 25 | C | 300 | The solution to our system's low head line problem requires construction of a new distribution system, adding into the system a pressurization system to deal with customer elevation problems. | Replace existing distribution system, and install pressure system (pressure tanks and pump system). | 1000000 | 1998-01-01 | 14 | San Diego District
3700922 | 002 | LIVE OAK SPRINGS WATER COMPANY | M | 25 | C | 300 | repeated total coliform violations | new well and pipes | 100000 | 2007-01-01 | 14 | San Diego District | New Well
3900964 | 001 | SAHARA MOBILE COURT | M | 25 | C | 300 | CORRODED STEEL PIPE AND LOW PRESSURE PLASTIC PIPE | REPLACE DISTRIBUTION SYSTEM | 500000 | 1998-01-01 | 10 | Stockton District
5800924 | 001 | CAMPTONVILLE COMM. SERV. DIST | M | 25 | C | 300 | Insufficient water supply. Dead ends in watermains. Insufficient storage. | Discover and develop water supply spring or well. Construct 1200 feet of 6" mainline. Construct new storage tank. | 94000 | 2000-01-01 | 21 | Valley District | Develop additional water source and rehabilitate distribution system (1997)
1400004 | 001 | Charles Brown Water Company | M | 25 | C | 330 | Inadequate distribution system piping | Replace distribution system piping | 100000 | 1998-01-01 | 13 | San Bernardino District
1510016 | 002 | RAND COMMUNITIES CWD - RANDSBURG | M | 25 | C | 344 | THREE OLD 100,000 STORAGE TANKS AND FAILING DUE TO CORROSION CONTROL | CONSTRUCT THREE NEW 100,000 GALLON STEEL TANK RESERVOIRS. OTHER - DESIGN AND CONSTRUCTION | 409000 | 1998-01-01 | 19 | Tehachapi District | Replace Storage Tanks (1997)
3310081 | 001 | PALM SPRINGS CREST | M | 25 | C | 378 | The existing storage tank and water mains are old, deteriorated and unreliable, with limited remaining useful life, involving frequent leaks, repairs, outages, valve work, etc. (see attached documentation) | Design and construct new steel tank to replace old tank, along with 3,000' of new water main tomeet the waterworks standards and increase system reliability. | 356000 | 1998-01-01 | 20 | Riverside District
3310081 | 002 | PALM SPRINGS CREST | M | 25 | C | 378 | The PZ currently has only one source of supply comprised of Well 25 with pump, providing no redundancy and inadequate system reliability. The existing watermains are old, deteriorated and unreliable with limited remaining useful life, involving freq | Design and construct new well with pump, modify existing Well 25 pump for delivery to a higher elevation, along with 3,000' of new watermain to meet WWS, increase system reliability, and provide redundancy in source-of-supply. | 397000 | 1998-01-01 | 20 | Riverside District
3310081 | 003 | PALM SPRINGS CREST | M | 25 | C | 378 | The lower portion of the PZ has excessive pressures, the existing intermediate tank, booster and pipeline facilities are old, deteriorated and unreliable, with limited remaining useful life invovling frequent leaks, repais, outages, valve work, etc. | Design and construct new pressure reducing station, along with 2,500' of new watermain to meet the WWS and abandon the intermediate tank/booster facilities. | 219000 | 1998-01-01 | 20 | Riverside District
0800532 | 006 | BIG ROCK C.S.D. | M | 25 | C | 400 | The Big Rock CSD installed the community’s water distribution system in 1971 to satisfy Hiouchi’s residential, commercial, and fire suppression needs. The township elects a Board of Directors/Trustees to manage the Big Rock CSD’s responsibilities, which | The Big Rock CSD issued a Phase One RFP to install a SCADA system in Hiouchi. The goal for Phase One was to arrive at a system concept. The goals for Phase Two are to engineer and install the chosen system. The only response to the Phase One RFP was pr | 68183 | 2010-01-01 | 1 | Klamath District | Hiouchi SCADA System
1200701 | 001 | ORICK C.S.D. | M | 25 | C | 400 | Currently, the Orick Community Services District (OCSD) is in compliance with all state standards regarding water quality. The proposed project is geared toward upgrading our aging water system to become more energy efficient and reduce operating costs t | Our project goals are as follows: 1.) Install new energy efficient well pumps with integrated pump panel to closely monitor tank levels which will allow OCSD to reduce over flow and unnecessary pumping. Having the technology to closely monitor tank level | 250000 | 2010-01-01 | 1 | Klamath District | Orick C.S.D System upgrades for engery efficiency
5400544 | 002 | ALLENSWORTH C S D | M | 25 | C | 400 | The problem to be addressed by this project is twofold. The most urgent problem is that the newer and larger of Allensworth’s two pumps, the 20 HP submersible, will not stay online (located at Well #2, west well), for reasons that have to do with an elec | Per the recommendations of the electrical engineer retained to assess the problem and recommend a solution, the proposed project solution is to install a radio telemetry system that will enable District personnel to read well and pump data from the Distri | 200000 | 2010-01-01 | 12 | Visalia District | Allensworth Water Supply Reliability Project
5410007 | 004 | LSID - TONYVILLE | M | 25 | C | 400 | The community of Tonyville's existing water distribution system consists of a 10 inch delivery pipeline that branches into one 4-inch and three 6 inch service pipelines. Each service pipeline has a dead end. During the pipeline installation, there were | The proposed project includes the installation of new 6-inch by 1,650 feet long water service piping that will eliminate the dead end piping, increase operation flexibility, system operating pressure. Further, the proposed project will install sectionali | 400000 | 2010-01-01 | 12 | Visalia District | Tonyville Water Pipeline Deadend Elimination Project
1200729 | 002 | ORLEANS C.S.D. | M | 25 | C | 430 | The existing 100,000 gallon storage tank is leaking excessively due to shrinkage of the redwood staves. Additional storage is required in order to have storage while fixing the existing tank and to maintain adequate reserve capacity for fire flows and pe | A new 100,000-gal bolted steel storage tank will be installed adjacent to the existing 100,000-gal redwood tank. The C.S.D. already has an easement for use of the property for construction of a second storage tank. | 215000 | 2010-01-01 | 1 | Klamath District | New 100,000 Gallon Storage Tank
0110012 | 001 | TOWN OF SUNOL-SFPUC | M | 25 | C | 450 | Aging distribution system, inadequate storage. | Replace 2" service main with 4" service mains. Install fire service mains and hydrants within the distribution system; Replace the existing transmission/supply pipeline. | 533080 | 1998-01-01 | 4 | San Francisco District
1500406 | 002 | TRADEWIND WATER ASSOC. | M | 25 | C | 450 | REPLACE DISTRIBUTION SYSTEM DUE TO AGE | SYSTEM AND STORAGE TANK WERE REPLACED | 450000 | 1998-01-01 | 19 | Tehachapi District
1503270 | 001 | LAKE ISABELLA COMMUNITY SERVICES DIST | M | 25 | C | 500 | ABANDONED WELL SITES NEED TO BE DESTROYED. A 2" LINE CONNECTION TO A TRAILER PARK NEEDS TO UPGRADED TO A 4" LINE TO MEET DEMAND. | DESTROY WELLS AND REPLACE WATER LINE | 29400 | 1998-01-01 | 19 | Tehachapi District
1503270 | 002 | LAKE ISABELLA COMMUNITY SERVICES DIST | M | 25 | C | 500 | Inadequate valving, pressure inadequate, system failing. | Replace failing water mains, install shutoff valves, replace booster pump. | 100000 | 2007-01-01 | 19 | Tehachapi District | Upgrade distribution System
3600504 | 001 | Knoll Enterprises Inc | M | 25 | C | 500 | High alkalinity in source water | Construct new wells or treatment facility | 500000 | 2002-01-01 | 13 | San Bernardino District
5410037 | 001 | LSID-PAGE MOORE SYSTEM | M | 25 | C | 550 | The existing water distribution system is old and in many locations consists of undersized pipelines. The pipeline sizes range from 4 to 6-inches and the material is primarily steel. Due to the materials utilized, the District has experienced numerous le | The proposed project includes installing about 8,200 lineal feet of new 6-inch diameter pipline in the county road right-of-way limits. The pipeline will be installed with sectionalizing valves. It is estimated that 173 new services will be installed to | 1800000 | 2010-01-01 | 12 | Visalia District | Page-Moore Water Pipeline Replacement Project
3310078 | 001 | WEST PALM SPRINGS VILLAGE | M | 25 | C | 567 | The PZ currently has only one source of supply comprised of Well 26 with pump, providing no redundancy and inadequate system reliability. | Construct new well with pump, for increasing system reliability by providing redundancy in source of supply to meet the WWS. | 149000 | 1998-01-01 | 20 | Riverside District
3310078 | 002 | WEST PALM SPRINGS VILLAGE | M | 25 | C | 567 | The existing bare steel watermains and appurtenances are old, deteriorated and unreliable, with limited remaining useful life, including frequent leaks, repairs, outages, valves work, etc. (refer to attached documentation) | Design and construct 11,000' of new watermain to meet the WWS and increase system reliability by interconnecting the PZ source of supply sites and storage site with new watermains. | 530000 | 1998-01-01 | 20 | Riverside District
1200707 | 001 | MIRANDA C.S.D. | M | 25 | C | 600 | The Miranda Community Services District is located in south-central Humboldt County, 50 miles Southeast of the City of Eureka and 15 miles north of Garberville. It covers an area of approximately 280 acres and serves an estimated population of 400. The Di | The District intends to replace the mainlines from the water storage tank down into the distribution system for the town as Phase I of the entire project. This is the backbone of the system and is the section most need of replacement based on recent leak | 280000 | 2010-01-01 | 1 | Klamath District | Miranda CSD Emergency Water Main Replacements Project
1200707 | 002 | MIRANDA C.S.D. | M | 25 | C | 600 | The Miranda Community Services District is located in south-central Humboldt County, covering an area of approximately 280 acres, and serves an estimated 400 people. The District is the only public water supplier in the Miranda area, and was established i | The water system for the District was constructed in the 1960’s, shortly after the District was established. The system is 50 years old and is reaching the end of its design life. This has been made abundantly clear by four major leaks in the central port | 310000 | 2010-01-01 | 1 | Klamath District | Miranda CSD Source and Secondary Water Mainline Replacement Project
1200707 | 003 | MIRANDA C.S.D. | M | 25 | C | 600 | The Miranda Community Services District is located in south-central Humboldt County. It covers an area of approximately 280 acres and serves an estimated 400 people. The District is the only public water supplier in the Miranda area, and was established i | The water system for the District was constructed in the 1960’s, shortly after the District was established. The system is 50 years old and is reaching the end of its design life. This has been made abundantly clear by four major leaks in the central port | 170000 | 2010-01-01 | 1 | Klamath District | Miranda CSD Water Distribution Loop System Installation Project
1500290 | 004 | EDGEMONT ACRES MUTUAL WATER COMPANY | M | 25 | C | 600 | GROUND LEVEL STORAGE TANKS DON'T PROVIDE PRESSURE OR QUANITY OF WATER DURING POWER OUTAGES | CONSTRUCT ELEVATED STORAGE TANK | 300000 | 2001-01-01 | 19 | Tehachapi District
4500210 | 001 | LASSEN PINES MUTUAL WATER CO | M | 25 | C | 600 | Inadequate storage capacity. | Construct water storage tank. | 300000 | 2003-01-01 | 2 | Lassen District
3600114 | 001 | CSA 70 W-3 (Hacienda) | M | 25 | C | 695 | Old, undersized mainline | Construct 5.25 miles of new mainline | 1164240 | 1998-01-01 | 13 | San Bernardino District | Main replacement
3600114 | 005 | CSA 70 W-3 (Hacienda) | M | 25 | C | 695 | Master plan does not provide for reliable water system operation | Develop new master plan | 50000 | 2000-01-01 | 13 | San Bernardino District | Master Plan
4710001 | 003 | CITY OF DORRIS | M | 25 | C | 887 | The City has only one water tank, which at a capacity of 750,000 gallons is less than ½ of the peak day demands. Without a second storage tank available, the tank cannot be taken out of service for coating or other repairs, and it is now 26 years old, wi | Construction of 750,000 to 1,000,000 gallon tank.Construction to include all pipes, gates and valves to connect to the existing system. | 950000 | 2009-01-01 | 1 | Klamath District | Dorris Water Tank
4710001 | 004 | CITY OF DORRIS | M | 25 | C | 887 | Approximately 50% of the City's water distribution system consists of steel pipeline more than 50 years old, including many lines dating from the 1940's and earlier. Those lines are failing at an increasing rate, exposing the distribution system to possib | Reconstruction of approximately 11,000 feet of water distribution main line infrastructure along the City streets, alleys, Hwy 97 and under Union Pacific Railroad tracks. This will include 6", 8" and 10" water main line along with service connections, gat | 990000 | 2010-01-01 | 1 | Klamath District | Dorris Water Line Reconstruction (2009)
4710001 | 005 | CITY OF DORRIS | M | 25 | C | 887 | The City is currently served by one good well, which must be pumped in excess of 21 hours per day to meet the peak day demands. The existing back-up well is of a limited capacity and now does not meet the EPA standards for potable water due to arsenic lev | The City will drill a well at sufficient depth of an estimated 1500 feet to provide a safe, quality water supply. A pump will be installed with sufficient capacity for the City's current and projected use along with the main water and valve pipeline syste | 600000 | 2010-01-01 | 1 | Klamath District | Dorris Chlorinator-Well Project (2009)
1310009 | 002 | WINTERHAVEN WD | M | 25 | C | 892 | The system presently has asbestos pipe throughout the plant and distribution system. The valves throughout the town cannot be excercised as they are frozen. In an emergent situation, the entire town's water is forced to be shut down as the valves canno | There are a # of items that would increase system reliability, reduce service outages and enhance fire fighting capabilities as follows:1. Storage Tank Inspection and Rehabilitation.2. Isolation (Gate) Valves.3. ACP Replacement with PCV.4. PVC Tees wi | 513110 | 2010-01-01 | 14 | San Diego District | Storage tank renovation, water main replacements, & hydrant replacement
0310005 | 001 | PINE GROVE COMM SERV DIST | M | 25 | C | 900 | These funds would be used for replacing a water tank that is at least 25 years old. This tank was a used tank when installed and is showing strong signs of deterioration and should be replaced to protect the integrity of this public, potable water storag | The old water storage tank would be removed and replaced with the new tank on C.S.D. property. Site preparation should be minimal, as we are simply exchanging tanks. | 250000 | 2010-01-01 | 10 | Stockton District | New water storage tank.
1710009 | 001 | UPPER LAKE COUNTY WATER DISTRICT | M | 25 | C | 989 | This project is intended to address and resolve fire safety concerns including pressure and storage issues within the community including the area of the three public schools, the historic business district, and future development. | This project consists of two parts.Part 1 - Eliminates an old, undersized, and dead-end asbestos-cement pipe with a large diameter flexible pipe. Potential leaking from the aged a.c. pipe will be prevented and the goal of water conservation will be advan | 1366022 | 2010-01-01 | 3 | Mendocino District | Old Lucerne Rd to Hillcrest tank site
1710009 | 002 | UPPER LAKE COUNTY WATER DISTRICT | M | 25 | C | 989 | Sabini St. is an undersized asbestos-cement line that "dead-ends". Rice St. is also an undersized asbestos cement line that "dead-ends". Both lines are over 40 years old and must be flushed frequently, wasting water and energy. Both lines are undersi | Completion of this project would eliminate two "dead-ends", and replace more than 1500 feet of AC pipe. Increasing line size will increase capacity for delivering fire flows, increasing fire safety.The project will result in water conservation in two w | 430681 | 2010-01-01 | 3 | Mendocino District | Sabini St and Rice St
1210017 | 003 | MANILA COMMUNITY SERVICES DIST. | M | 25 | C | 1000 | Our current storage capacity is 100,000 gallons, but according to Department of Health Services's (DHS) 2005 annual report, by Ronnean Lund December 8th, 2005, we are well below DHS's recommended standards for water storage capacity. According to Craig Bu | In order to meet the state's mandated compliance and prepare for expected growth of the community, the district proposes to build an additional 100,000 gallon storage tank of concrete construction with addional piping from the booster pump station and the | 250000 | 2010-01-01 | 1 | Klamath District | Manila Community Services District 2009 Pre-Application (Storage)
1710018 | 003 | LAKE COUNTY CSA 2 - SPRING VALLEY | M | 25 | C | 1018 | System needs a capacity analysis and master plan to comply with Lake County General Plan. Current deficiencies include filtration and storage. The distribution system should also be evaluated. | Conduct capacity analysis and develop master plan. | 100000 | 1998-01-01 | 3 | Mendocino District
4710010 | 001 | CITY OF TULELAKE | M | 25 | C | 1058 | Have had occasional outages due to old pumps and electrical equipment. Hydrogen sulfide in water is inadequately treated by existing chlorination facilities causing occasional taste and odor complaints. | Replace old pumps and electrical equipment. Replace chlorination facilities with more reliable and effective equipment. | 200000 | 1998-01-01 | 1 | Klamath District
0510005 | 005 | C.C.W.D., WEST POINT | M | 25 | C | 1400 | Existing water system is failing due to deterioration. Water leakage from the pipelines and Bummerville storage tank is estimated to be up to 30 percent of total system demand. District is concerned that the system currently exhibits water quality issues | CCWD is seeking funding to leverage an existing federal grant award to assist this recognized low-income community with a significant Native American Indian population meet its water system’s Health & Safety and Fire Protection needs. Increasing the comm | 2000000 | 2010-01-01 | 10 | Stockton District | West Point Pipeline Replacement
1610009 | 002 | KETTLEMAN CITY CSD | M | 25 | C | 1499 | TWO GROUNDWATER WELLS SUPPLY WATER TO THE SYSTEM - THEY RUN CONSTANTLY TO MEET THE SUMMER DEMAND | DRILL A NEW WELL - PROVIDE TREATMENT IF NECESSARY. OTHER - DESIGN AND CONSTRUCTION | 840000 | 1998-01-01 | 12 | Visalia District | Additional source (1997)
1610009 | 006 | KETTLEMAN CITY CSD | M | 25 | C | 1499 | The Kettleman City Community Services District has three (3) water storage facilities in the system. The residential tank was installed in 1986 with a capacity of 400,000 gallons and the commercial tanks were installed in 1969 with a capacity of 165,000 | The Water Storage Tank Rehabilitation project will include the complete sandblasting of the interior and exterior of the tanks. The Commercial Tank Facility (CTF) would be retrofitted with the current safety appurtenances and cathodic protection system. | 1700000 | 2010-01-01 | 12 | Visalia District | Water Storage Tank Rehabilitation
1210008 | 005 | GARBERVILLE SANITARY DISTRICT | M | 25 | C | 1500 | Storage tanks need repairs and the storage capacity is insufficient to meet the maximum daily demand | Repair existing tanks and construct additional 100,000 tanks | 175000 | 2001-01-01 | 1 | Klamath District | Repair tanks; add tank
1210022 | 009 | RESORT IMPRVMT. DIST. #1 | M | 25 | C | 1500 | Corrosion problems with John Tank, Omar Tank, West Tank, Dick Tank, and Kennedy Tank. Structural inspections are needed to assess damage. | Engineering design and construction of tanks. | 464600 | 1999-01-01 | 1 | Klamath District | Tank repair (1997)
5510003 | 001 | TUD - TUOLUMNE CITY WATER SYSTEM | M | 25 | C | 1576 | DETERIORATED PIPELINES AND INADEQUATE LOOPS IN THE SYSTEM. | CONSTRUCT PVC PIPELINES TO REPLACE DETERIORATED PIPES AND TO LOOP THE SYSTEM. | 26000 | 1999-01-01 | 11 | Merced District
1610007 | 004 | HOME GARDEN CSD | M | 25 | C | 1750 | In Spring 2007, the Home Garden Community Services District began an Arsenic Removal Project. The Project's facility provides water to approximately 1800 residents in the grass root community of Home Garden, Kings County, Hanford. The State of Californi | New Well and LandTwo of the District's wells are within the proximity of 100 feet of each other. As a result, they do not operate efficiently. Therefore, the District needs to separate these wells and establish a distant solar power well site. This would | 3997000 | 2010-01-01 | 12 | Visalia District | Well and Water Meters for Treatment Plant Expansion
5410014 | 001 | TIPTON COMMUNITY SERVICES DIST | M | 25 | C | 1992 | NEEDS ADDITIONAL CAPACITY TO MEET DEMANDS. NO STANDBY POWER. | CONSTRUCT NEW WELL. OTHER - DESIGN AND CONSTRUCTION | 329000 | 1998-01-01 | 12 | Visalia District
5410014 | 002 | TIPTON COMMUNITY SERVICES DIST | M | 25 | C | 1992 | PIPE CROSSING HWY. 99. OLD AND UNDERSIZED WATER MAINS | REPLACEMENT OF THE EXISTING PIPING WITH NEW PIPELINES AND A CROSSING OF HWY. 99. OTHER - DESIGN AND CONSTRUCTION. | 366000 | 1998-01-01 | 12 | Visalia District
1810002 | 001 | WESTWOOD C.S.D. | M | 25 | C | 2000 | Winter power outages cause water shortages. Pump/level controls need replacing. | Construct additional 500,000 gallon storage tank. Install generator unit, new pump/tank control system and water meters. | 500000 | 2000-01-01 | 2 | Lassen District | Storage tank
2210001 | 008 | MARIPOSA PUBLIC UTILITY DIST | M | 25 | C | 2000 | In February of 2007 the Mariposa Public Utility District (MPUD) contracted with Los Osos Engineering to clean and provide recommendations for maintenance of an existing 1,000,000 gallon steel water storage tank near the MPUD water treatment facility (WTF) | To bring the existing tank into compliance with AWWA d-100 and seismic requirements would be cost prohibitive. The inspecting engineer reccomends a second tank be constructed in the distribution pressure zone to act as a back up in the event the existing | 1200000 | 2010-01-01 | 11 | Merced District | Mariposa PUD Water Tank Rehabilitation and Additional Storage
3310047 | 007 | CABAZON WATER DISTRICT | M | 25 | C | 2229 | The District currently lacks a backup water supply or distribution system tobe used in the event of an emergency. If an emergency were to happen, water service could fail to portions of the District, with potentially devastating impacts. To provide for an | Cabazon Water District's Well No. 2 serves the district's highest pressure zone, Zone 2156. The district currently lacks a backup supply if Well No 2 fails. the Manager of Morongo Indian Reservation's Water Department recently informed the District that | 300000 | 2010-01-01 | 20 | Riverside District | Construction of New Interconnection to Provide Emergency Service to Pressure Zones 2156 and 2021
3310047 | 008 | CABAZON WATER DISTRICT | M | 25 | C | 2229 | The District has approximately 1050 service connections. Of these, nearly 500 are located in its lowest pressure zone (the 1713 or Southeast Pressure Zone). The Southeast Pressure Zone is one of the oldest portions of the District's system. The District a | In general, the project proposed is to replace all of the old, undersized pipelines that serve the existing homes within the Southeast Pressure Zone in the areas that are essentially built out. In the areas that are not built out, new developers will be r | 5300000 | 2010-01-01 | 20 | Riverside District | Replacement Pipelines in Southeast (1713) Pressure Zone (2009)
3310047 | 009 | CABAZON WATER DISTRICT | M | 25 | C | 2229 | The community's water distribution and treatment system has been the target of vandalism, particularly during the past two (2) years. District management and security personnel have been working closely with the Riverside Sheriff's Department, Cabazon Sta | As part of the security upgrades, the District plans to install weather-resistant video cameras, tilt & pan capabilities, motion detector based on the change of pixels with thermal imaging to determine whether the movement is an animal, vehicle, person, e | 225000 | 2010-01-01 | 20 | Riverside District | Security System for Water Supply Facilities (2009)
3310047 | 010 | CABAZON WATER DISTRICT | M | 25 | C | 2229 | Cabazon Water District used to have a standby water service agreement with Casino Morongo to provide emergency backup water to the old casino if the need arose. Since the new casino was constructed, the metering station has been inactive and is no longer | Morongo has recently expressed an interest in reactivating this emergency interconnection. Since most of the existing facilities are not usable, the District plans to remove all of the existing facilities and replace them with new, functioning facilities | 125000 | 2010-01-01 | 20 | Riverside District | Replacement Interconnection with Morongo Indian Reservation to Provide Emergency Water Supply
3310047 | 011 | CABAZON WATER DISTRICT | M | 25 | C | 2229 | The District has a total of approximately 1,050 service connections. Of these, nearly 500 are located in its lowest pressure zone (the 1713 or Southeast Pressure Zone). The Southeast Pressure Zone's single 0.5 MG water storage reservoir was once supplied | The project proposed is to drill and equip a new well pumping plant in the Southeast Pressure Zone consisting of a well, well pumping plant, electrical switchgear and instrumentation, discharge and blow-off piping, masonry block control building, emergenc | 1100000 | 2010-01-01 | 20 | Riverside District | New Production Well for the Southeast Pressure Zone
5410038 | 004 | TERRA BELLA IRRIGATION DISTRICT - TBT | M | 25 | C | 2340 | The Terra Bella Irrigation District (TBID) primarily receives its domestic and agricultural water supply through the Friant-Kern Canal of the Central Valley Project. The source of this supply is from the San Joaquin River Watershed. This surface water s | A pipeline that interties the Terra Bella Irrigation District (TBID) and the Vandalia Irrigation District (VID) is needed to provide TBID with water during canal water supply interruptions.The proposed Project consists of the installation of an intertie | 650000 | 2008-01-01 | 12 | Visalia District | Vandalia Intertie
0310021 | 006 | AMADOR COUNTY SERVICE AREA #3/UNIT 6 | M | 25 | C | 2386 | The Ca Department of Public Health has imposed restrictions on the Lake Camanche Water System which places a moritorium on any new connection until a grounwater managment plan/water supply study has been completed. CDPH ahs required that we verify the su | The project proposed is to develop a local groundwater management plan for the Lake Camanche area in Amador County. By analyzing this groundwater basin's sustainability and volume, it could lead to a conjunctive use recharge area being identified and use | 250000 | 2010-01-01 | 10 | Stockton District | Lake Camanche Groundwater Management Plan & Supply Study
1710001 | 009 | CLEARLAKE OAKS COUNTY WATER DISTRICT | M | 25 | C | 2458 | Major storage components,(redwood tanks) are deteriorating and will fail causing massive property damage, redwood tanks limit the ability to cycle water to reduce disinfection by-products. Existing storage does not meet current waterworks standards. | Install a 465,000 gallon reservoir and booster station with telemerty and back-up propane generator. Install a 100,000 gallon reservoir and booster station with a propane back-up generator. Install a new booster station with telemetry and a propane back-u | 863500 | 2007-09-01 | 3 | Mendocino District | Clearlake Oaks 2007 Infrastructure Improvements-Storage Tank
1710001 | 011 | CLEARLAKE OAKS COUNTY WATER DISTRICT | M | 25 | C | 2458 | Major storage components (redwood tanks) are deteriorating and will potentially fail causing a loss of system storage, pressure and massive property damage. Current redwood tank design limits the ability to circulate and improve water quality to reduce d | Funds from this project would be used to replace a redwood storage tank with a 465,000 gallon reservoir and booster station with telemetry and back-up propane generator. Another tank would be replaced with a 100,000 gallon reservoir and booster station w | 2100000 | 2010-01-01 | 3 | Mendocino District | Rehabilitate Distribution System
1210015 | 003 | WILLOW CREEK C.S.D. | M | 25 | C | 2500 | We have water facilitiy storage tanks and pump stations that are in serious deterioration due to their age. The tank and pump station that we would like to address in this cycle of funding is within the Hodgson pressure zone.The District would like to rep | The scope of work of the Hodgson Tank & Pump Replacement will consist of the following:A. Install a 10,000 gallon poly tank to provide customers with water during the demolition and construction period.B. Install new pump and level control mecha | 349000 | 2010-01-01 | 1 | Klamath District | Hodgson Tank & VFD Pump Replacement
1510009 | 001 | ERSKINE CREEK WC | M | 25 | C | 2500 | Insufficient source and supply capacity for reliablity. | Interior mainline replacement program | 350000 | 1998-01-01 | 19 | Tehachapi District | reliability project
5510005 | 004 | TWAIN HARTE COMMUNITY SERVICES DISTRICT | M | 25 | C | 2568 | Low pressure and water supply problems caused by old and deteriorated 2-inch steel lines. | Install new 6-inch PVC water lines. (Goodell) | 30000 | 2005-01-01 | 11 | Merced District | Goodell
5510005 | 005 | TWAIN HARTE COMMUNITY SERVICES DISTRICT | M | 25 | C | 2568 | Old and deteriorated water services and water lines. The lines are leaking and causing low pressure problems. | Install new 6-inch PVC water lines and water services. (Ponderosa Dr and Poppy Ln) | 70000 | 2005-01-01 | 11 | Merced District | Ponderosa Drive and Poppy Lane
4510007 | 001 | COTTONWOOD COUNTY WATER DIST. | M | 25 | C | 2700 | Inadequate storage capacity. | Construct 1,000,000-gallon tank. | 750000 | 2004-01-01 | 2 | Lassen District
4810021 | 002 | CITY OF VALLEJO-LAKES SYSTEM | M | 25 | C | 2800 | Water system does not meet requirements of SWTR. | To consolidate with that of the Green Valley Water System. | 3600000 | 1998-01-01 | 4 | San Francisco District
4810021 | 003 | CITY OF VALLEJO-LAKES SYSTEM | M | 25 | C | 2800 | Water under risk of microbial contamination due to old and corroded cast iron pipes. | replace old pipes in the area with 4,750 lineal feet of 6" PVC pipe including the installation of four new hydrants. | 321000 | 1998-01-01 | 4 | San Francisco District
4710009 | 001 | CITY OF WEED | M | 25 | C | 2963 | CDPH in their letter of March 12, 2008 to the City of Weed regarding proposed water system improvements stated "This office fully supports all of the proposed work since it would increase the reliability of the City's water system." Regarding the Bel | 1. Replace existing Bel Air storage tank with new 0.625 MG steel tank2. Add new well to meet demands and overall system reliability3. Approximately 1000' of 10" water line for looping water system for health and saftey4. New 0.75 MG steel water tank neede | 2079900 | 2010-01-01 | 1 | Klamath District | City of Weed Water System Health and Reliability Improvements
2010007 | 010 | HILLVIEW WC-OAKHURST/SIERRA LAKES | M | 25 | C | 3006 | Aging 12" mains in Oakhurst threaten safe consistent service due to failure and limit the systems ability to deliver required fire flow. Because of the varying terrain and elevations, in this high fire danger area, extreme pressure fluctuations can occur | This project would replace 15,000 feet of 12" mains with 14" HDPE pipe. The new mains would be installed outside of the fog lines on Highway 41 and 49 to eliminate the need to excavate existing road bed. A new source well would be drilled on an existing w | 4655100 | 2010-01-01 | 11 | Merced District | Replace 3 miles of 12 inch pvc (2009)
3310018 | 001 | HOME GARDENS COUNTY WD | M | 25 | C | 3044 | See attachment. NO3 contamination of the local groundwater has caused shut down of the District's most productive wells, and requires purchase of water from City of Riverside at high costs and there is no guarantee of supply. | A water treatment plant with biological denitrification, filtration and disinfection, plus stroage tank for blending, detention and equalization. | 1000000 | 1998-01-01 | 20 | Riverside District
4710008 | 002 | CITY OF MT. SHASTA | M | 25 | C | 3642 | The Mt. Shasta water system has an area that is subject to periodic low pressure due to it's elevation and location in the end of the distribution system, as well as significantly deteriorated pipes. This project is intended to correct system deficiencies | The project will include the installation of a new municipal well, 1000 gpm pump with 150 hp motor, 800 lineal feet of 12 inch pvc water line and necessary appurtenances. | 728250 | 2010-01-01 | 1 | Klamath District | Big Lakes Well and Pressure Zone Project
4710008 | 003 | CITY OF MT. SHASTA | M | 25 | C | 3642 | This reservoir will provide adequate storage, fire, flow, and emergency storage for an area of the distribution system that potentially could adversely affect public health and safety. This project would also benefit, enhance, and be an integral part of | This project includes the installation of a 1.0 Million Gallon storage reservoir, tank site improvements, and the necessary tank supply line. | 1345000 | 2010-01-01 | 1 | Klamath District | North Mt. Shasta Balancing Reservoir Project
4710008 | 004 | CITY OF MT. SHASTA | M | 25 | C | 3642 | This project will correct inadequate pressure, fire flow, and supply issues in a deteriorated section of the distribution system that has the potential to cause serious public health and safety issues. | This project includes the installation of approximately 5650 lineal feet of 10 and 12 inch pvc water line and related appurtanences. This project is part of a multi phased approach to solving system deficiencies that have the potential to cause significa | 996000 | 2010-01-01 | 1 | Klamath District | Kingston Road System Improvements
1010034 | 001 | SAN JOAQUIN, CITY OF | M | 25 | C | 3870 | California Water Works Standard Sec. 64554(c) requires that a community system be capable of meeting Maximum Day Demand with the highest producing well not in service. Currently the water system is not capable of meeting the Maximum Day Demand with fire | The proposed project will provide an additional source of water for the City of San Joaquin. This project will drill and develop a new water well approximately 500 feet in depth. The anticipated production is 1,200 gpm. The standing water level is abou | 750000 | 2010-01-01 | 23 | Fresno District | San Joaquin Well No. 6
2410007 | 003 | PLANADA CSD | M | 25 | C | 4000 | Much of the existing water system consists of water lines that are pressure rated PVC, probably per ASTM 2241. This is a thin walled PVC pipe that is normally used for agricultural or landscape purposes. This pipe has aged to the point where it has beco | The existing thin walled PVC pipe will be replaced with AWWA C900 rubber gasketed PVC Class 150 pipe. Undersized pipelines (i.e., 2" & 3") will be replaced with 6" pipe. Fire hydrants will be added to provide for proper flushing. Existing water servi | 1300000 | 2010-01-01 | 11 | Merced District | Replace Failing Water Lines, Phase 1
1710006 | 001 | KONOCTI COUNTY WATER DISTRICT | M | 25 | C | 4986 | Undersized and aged water mains. | Replace with 6 and 8 inch PVC pipe. | 7500000 | 1998-01-01 | 3 | Mendocino District | Distribution system rehabilitation (1997)
1710006 | 002 | KONOCTI COUNTY WATER DISTRICT | M | 25 | C | 4986 | Aged water storage tanks. | Construct new 0.5 MG storage tank. | 625000 | 1998-01-01 | 3 | Mendocino District | Storage tank replacement (1997)
1710006 | 004 | KONOCTI COUNTY WATER DISTRICT | M | 25 | C | 4986 | The clearwell tank is in poor condition. The vent screen on the roof of the tank has corroded completely. While there are no risks of contamination due to the vent screen and support missing, leaving a cap to act as a barrier to contaminants, inadequate | This project would replace a 100,000 gallon clearwell storage tank used for CT with a 200,000 gallon storage tank. The current pump station would be replaced with a properly sized lift station to match the current capacity of the water treatment plant.Ta | 900000 | 2010-01-01 | 3 | Mendocino District | Replace Clearwell Tank
5810006 | 001 | NORTH YUBA WATER DISTRICT | M | 25 | C | 5303 | The District has an existing eight inch water main that delivers water from the water treatment plant to the distribution system. This water main is undersized and cannot convey enough water during summer months for domestic use and fire protection. | Replace Undersized water main | 680000 | 2008-01-01 | 21 | Valley District | North Yuba Water District Water Transmission Main
0310003 | 013 | ACWA SUTTER CREEK | M | 25 | C | 5458 | The Amador Water Agency's unaccounted for water is estimated between 800 and 1,000 AFY, and at least 95% of this lost water is derived from the Mokelumne River. The source of the losses are attributed to raw water ditch delivery system, pipeline and stor | The purpose of the study will be to quantify disparity between water production and retail deliveries, known as unnacounted for water. Recommnedations from the study will identify opportunities for water conservation improvements. The water audit will d | 150000 | 2010-01-01 | 10 | Stockton District | Leak Detection Water Conservation Project
0310003 | 014 | ACWA SUTTER CREEK | M | 25 | C | 5458 | The Water Agency has been working with the City of Plymouth for approximately five years to get a treated water main to the City from the Amador Water System (Tanner WTP) to provide a reliable water supply. The City has been under a water moritorium for a | The project includes the installation of 1,105 feet of 10 inch water main along Broad street in Sutter Creek. The addition of this water main will avoid high velocities and low pressures in the pipe system which is anticipated to occur once the City begin | 305570 | 2010-01-01 | 10 | Stockton District | Broad Street Water Improvement Project
0410004 | 002 | CITY OF GRIDLEY | M | 25 | C | 6403 | Portions of the City's water distribution system were installed in the early 1900's. Areas within the City have old galvanized iron pipe and dead end water mains. The old galvanized iron pipe is undersized and does not meet water system flow or pressure | The City of Gridley will install approximately 3,300 feet of 6-inch and 8-inch diameter distribution system piping in Peach Street from Idaho Street to Oregon Street; in Nevada Street from Peach Street to Oak Street; in Oak Street from California Street t | 493000 | 2010-01-01 | 21 | Valley District | Water Main Replacement Project
4710011 | 001 | CITY OF YREKA | M | 25 | C | 7290 | Experiencing low pressures at north end of town during high summer demands. | Construct 1.5 MG storage tank for north end of town. | 1000000 | 1998-01-01 | 1 | Klamath District | North Storage tank -1.5 MG (1997)
1010044 | 002 | HURON, CITY OF | M | 25 | C | 7306 | RAW WATER FROM THE CALIFORNIA AQUEDUCT IS DELIVERED VIA LATERAL 23R WHICH CAN BE PERIODICALLY SHUT DOWN FOR MAINTENANCE FOR 2 TO 4 DAYS. | PROVIDE A SECOND SOURCE OF SURFACE WATER BY CONNECTING TO LATERAL 22R WHICH IS ABOUT 5,000 FEET AWAY FROM THE PLANT SITE. | 155000 | 1999-01-01 | 23 | Fresno District | Water supply reliability (1997)
5410008 | 001 | OROSI PUBLIC UTILITY DISTRICT | M | 25 | C | 7318 | LOW WATER QUALITY - IMPACTED BY HIGH NITRATE AND DBCP LEVELS | INSTALL A 1 MG GROUND WATER STORAGE TANK. OTHER - DESIGN AND CONSTRUCTION | 732000 | 1998-01-01 | 12 | Visalia District
5410008 | 002 | OROSI PUBLIC UTILITY DISTRICT | M | 25 | C | 7318 | OLD AND UNDERSIZED STEEL MAINS CAUSING LOW PRESSURE AND WATER QUALITY. | REPLACE THESE EXISTING PIPELINES WITH NEW 8" DIAMETER PIPELINES TO IMPROVE THE PRESSURE AND WATER QUALITY IN THE AREA AFFECTED. OTHER - DESIGN AND CONSTRUCTION | 1175000 | 1998-01-01 | 12 | Visalia District
5410008 | 003 | OROSI PUBLIC UTILITY DISTRICT | M | 25 | C | 7318 | LOST MAIN WELL DUE TO HIGH NITRATES-WELL NEEDED TO MEET DEMAND | INSTALL NITRATE REMOVAL EQUIPTMENT ON THE WELL HEAD. OTHER - DESIGN AND CONSTRUCTION | 600000 | 1999-01-01 | 12 | Visalia District
5110001 | 018 | CITY OF LIVE OAK | M | 25 | C | 7475 | In 2003, a 1.4 MG water storage tank was constructed at the City’s Memorial Park. The tank is filled by two City wells on the same site (Wells 1A and 2A). Discharge from the tank is through a booster pump station capable of pumping 4200 GPM. The remain | The City’s SCADA system will be upgraded in order to improve water delivery to residents and improve the coordination of the storage tank and booster pump station with the other wells on the City water system. The project will include installation of a n | 400000 | 2010-01-01 | 21 | Valley District | SCADA System and Controls Upgrade Main Replacement Project (2009)
1510041 | 004 | NORTH OF THE RIVER MWD | M | 25 | C | 7500 | The North Highland Park portion of the District is served by one turn-out. The District has received complaints about fine silt within the water. This area was once served water from wells. We believe that the source of the silt. Our investigation has sh | This Project would create another Turn-out, connected to the Oildale Mutual water system; thereby reducing the water velocities upstream. | 150000 | 2010-01-01 | 12 | Visalia District | North Highland Park Turn-out Project
1510041 | 008 | NORTH OF THE RIVER MWD | M | 25 | C | 7500 | Poor mixing within the two 750 elevation and two 900 elevation reserviors has at times produced high TTHM readings. | This project would install Solarbee tank mixing devices, along with associated electronics, and chlorination equipment. The tanks being fully mixed will allow for a uniform chlorine level, reducing the amount of chlorine added, and provide a better qualit | 200000 | 2010-01-01 | 12 | Visalia District | Disinfection By-Products Reduction Project
5410020 | 001 | WOODLAKE, CITY OF | M | 25 | C | 7524 | CAN NOT SUPPLY PEAK DAY AND PEAK MONTH DEMANDS | CONSTRUCTION OF ADDITIONAL WELL WITH STANDBY POWER. OTHER - DESIGN AND CONSTRUCTION | 300000 | 2001-01-01 | 12 | Visalia District
5410020 | 002 | WOODLAKE, CITY OF | M | 25 | C | 7524 | DEAD ENDS IN DISTRIBUTION PIPES RESULTING IN POSITIVE BACTERIOLOGICAL SAMPLING | ENGINEERING TO LOOP THE SYSTEM. OTHER - DESIGN AND CONSTRUCTION | 75000 | 1998-01-01 | 12 | Visalia District
5410020 | 003 | WOODLAKE, CITY OF | M | 25 | C | 7524 | NEW WELL AND RESERVOIR CAPACITY TO MEET DEMAND | INSTALLATION OF 500,000 GAL RESERVOIR. OTHER - DESIGN AND CONSTRUCTION | 450000 | 2000-01-01 | 12 | Visalia District
5410020 | 004 | WOODLAKE, CITY OF | M | 25 | C | 7524 | LOW WATER PRESSURE AND INADEQUATE FIRE FLOWS IN SOME AREAS OF SYSTEM | VARIOUS SYSTEM IMPROVEMENTS PER WATER MASTER PLAN. Install water meters on all unmetered services | 1600000 | 2007-01-01 | 12 | Visalia District | Water System Improvements and water meters
5410020 | 006 | WOODLAKE, CITY OF | M | 25 | C | 7524 | Capacity issue due to size of elevated water tank being too small. | Construct additional water tank to meet needs and provide adequate fire flow. | 1500000 | 2005-01-01 | 12 | Visalia District
5410020 | 008 | WOODLAKE, CITY OF | M | 25 | C | 7524 | The City has lost two wells due to contamination. Well #6 is out of service due to high nitrates and Well #1 is no longer active due to recurring bacteriological problems. These wells reportedly produced about 620 to 400 gpm respectively. Reactivating | The proposed project is the drilling of a new water well (preceeded by the drilling of a test well) that meets Title 22 requirements with a capacity of approximately 700 gpm. The new well would be drilled on land already owned by the City in an area wher | 1030000 | 2010-01-01 | 12 | Visalia District | Woodlake Water Supply Project
1710002 | 001 | GOLDEN STATE WATER CO.-CLEARLAKE SYSTEM | M | 25 | C | 7544 | Existing 2 inch steel pipe has deteriorated beyond it's economical life. The existing main has had numerous leaks, requiring shutdown for repair. | Replace with 1,000 ft of 8 inch PVC in Lakeshore Dr. | 90000 | 1998-01-01 | 3 | Mendocino District
2310004 | 002 | WILLITS, CITY OF | M | 25 | C | 8062 | The water main servicing the northern most section of town has deteriorated to a condition of questionable reliability and is in dire need of replacement. This section of main is not only undersized for the area it services, but it is also putting addi | The City proposes to replace approximately 2,200 linear feet of compromised water main and associated connections along Highway 101, which travels through the heart of Willits and serves as our Main Street. The proposed project would replace the existing | 2260226.1 | 2010-01-01 | 3 | Mendocino District | Main Street Water Main Replacement Project, Phase II
5410021 | 001 | EARLIMART PUD | M | 25 | C | 8300 | WATER LINES CROSSES HIGHWAY 99. REDUCES DEPENDABILITY OF THE DISTRICT IN CASE OF PIPE FAILURE. | INSTALL SECONDE CROSSING OF HIGHWAY 99 AND REPLACE SOME PORTIONS OF THE SYSTEMS | 780000 | 1998-01-01 | 12 | Visalia District
1010023 | 001 | ORANGE COVE CITY OF | M | 25 | C | 8500 | THE CITY'S SURFACE WATER ALLOCATIONS BARELY MEET ITS WATER DEMANDS. THE U.S. BUREAU OF RECLAMATION HAS STATED THAT NO MORE SURFACE WATER ALLOCATIONS ARE AVAILABLE. | DEVELOP A SUPPLEMENTAL GROUNDWATER SUPPLY CONSISTING OF AT LEAST FOUR WELLS, TRANSMISSION LINES, BLENDING/MIXING STRUCTURES, AND TREATMENT UNITS, IF NECESSARY. | 3095600 | 1998-01-01 | 11 | Merced District | Develop supplemental groundwater (1997)
0310012 | 009 | ACWA BUCKHORN PLANT | M | 25 | C | 8508 | The Water Agency owns and operates the Central Amador Water Project which serves communities along Highway 88, a steep and heavily wooded area of Amador County. The existing system of storage tanks and distribution water mains are not adequately sized to | The Project includes the installation of a bolted or welded steel tank on a centrally located parcel already owned by the Water Agency and zoned for a water storage tank. The project also includes an emergency generator at the Mace Meadows Pump Station w | 2500000 | 2010-01-01 | 10 | Stockton District | CAWP Emergency and Fire Storage Project (2009)
3610025 | 006 | JOSHUA BASIN CWD | M | 25 | C | 9000 | A large portion of the District's water system is comprised of an aging and relatively small diameter distribution system network, with distributed groundwater wells for water supply. The system is arranged in pressure zones with booster stations and res | The project consists of constructing approximately 15,000 linear feet of 8-inch PVC or ductile iron water pipeline to replace existing 4-inch deteriorating pipelines. The location of these pipeline replacements are spread out over the various pressure zo | 1500000 | 2010-01-01 | 13 | San Bernardino District | Pipeline Replacement Project (2009)
0410008 | 003 | THERMALITO WATER & SEWER DISTRICT | M | 25 | C | 9513 | Critical need of steel main line replacement. The district also requires an additional 2.5 MG enclosed reservoir and appurtenances. | Replace old steel mainline. Design and construct new 2.5 MG storage tank. | 4000000 | 1998-01-01 | 21 | Valley District
4510006 | 001 | CITY OF SHASTA LAKE | M | 25 | C | 10293 | The City of Shasta Lake has reached a critical turning point in the maturation of its water system. The City cannot accomodate the inevitable growth of the future or protect against a water shortage during drought periods without being able to access add | Project implementation would result in a third intake pipe being placed in Shasta Dam to allow withdrawal of water at the elevation 850 piping gallery. This would create an additional mechanism (opportunity) for increasing the volume of warmer surface wa | 615000 | 2010-01-01 | 2 | Lassen District | Intake Piping in Shasta Dam
1010025 | 002 | PARLIER, CITY OF | M | 25 | C | 12058 | Need additional water supply to maintain adequate pressures for domestic and fire flows. | Construct a test well and a new production well. | 601000 | 2004-01-01 | 11 | Merced District | New Well
1510022 | 003 | WEST KERN CWD | M | 25 | C | 16630 | South Taft is comprised of approximately 40 blocks of low income residential housing. The existing water system infrastructure originally installed in the mid 1920's, is primarily composed of 2.5, 3.5 and 4.5 inch steel water lines typicaly located in al | The proposed scope of work includes the installation of approximately one mile of 12" transmission mainline and five miles of 8" distribution line, appurtenance and thirty three fire hydrants. The new facilities will be replacing the existing undersized | 4311515 | 2010-01-01 | 12 | Visalia District | WKWDPA02--South Taft Water System Replacements/Improvements
1510022 | 004 | WEST KERN CWD | M | 25 | C | 16630 | During peak demand periods at Pump Station G, the pumps located at Pump Station B (up gradiant) are required to run due to lack of storage at Station G. When Station B is pumping under this scenario it requires additional electric powered pumps during pe | The scope of the project includes the earth work, piping and the installation of a new one million gallon tank at Station G. Underground piping consists of inlet, outlet and overflow piping. Earthwork inclueds over excavation and comapction of the tank | 1272700 | 2010-01-01 | 12 | Visalia District | WKWDPA04 -- Installation of 1 MG Welded Steel Storage Tank, Station G
1510022 | 005 | WEST KERN CWD | M | 25 | C | 16630 | The problem is promarily an issue of protecting the steel plates from further corrosion. The secondary issue is water quality. Station A is the destination for all water pumped from the well field, which has very small amounts of sand, which settles out | The subject tank was originally constructed in 1926 of rivited steel plates and wooden roof. The cathodic protection system as well as an agressive inspection and coating program has enabled this tank to remain in service to date. The tank currently ser | 240120 | 2010-01-01 | 12 | Visalia District | WKWDPA03 -- Re Coating Tank#8, Pump Station A
1210001 | 003 | CITY OF ARCATA | M | 25 | C | 16651 | The current configuration of this portion of Arcata's water system is inadequately sized to transfer water to Water Storage Tank #4 during off-peak periods. The resulting problem is inadequate storage at certain times, along with inefficient pumping. | The scope of work for this project is the replacement of a mainline consisting of 6" and 8" diameter sections with a 12" line. The length of pipe is approximately 1700 linear feet. The project includes all excavation and backfill, pipe replacement, and | 200000 | 2010-01-01 | 1 | Klamath District | Tank 4 to Zone 1 Mainline Replacement (2009)
1210001 | 004 | CITY OF ARCATA | M | 25 | C | 16651 | Arcata's downtown water distribution system is quite aged in some locations, and seriously deteriorated along portions of the mains. Replacement of lines at key locations will renew the life of the downtown water system that is so important to Arcata's w | There is approximately 11,000 linear feet of water distribution main lines that need replacement at several locations in Arcata's downtown "core". These aged mains are made of various materials, including asbestos concrete. Arcata has experienced catast | 1550000 | 2010-01-01 | 1 | Klamath District | Downtown Steel Water Line Replacement Project
1210001 | 005 | CITY OF ARCATA | M | 25 | C | 16651 | The City of Arcata purchases 60-70% of its water from the Humboldt Bay Municipal Water District, and currently has a single tie-in point to access this water. In the interest of redundancy and safety, a second tie-in point is desired so as to have a back | The project scope involves the construction of a 600 square foot valving and treatment building, approximately 800 linear feet, and a hot tie-in with the Water District's 33" water transmission line. The City of Arcata has right-of-way for this project. | 50000 | 2010-01-01 | 1 | Klamath District | New Panorama Water Storage Tank and Pump Station
1610002 | 008 | AVENAL, CITY OF | M | 25 | C | 16737 | The 12” diameter transmission pipeline, installed in 1972, is approximately eight (8) miles in overall length. The majority of the pipeline travels through hilly terrain, operating under a maximum pressure of 250 psi, with total lift requirements exceedi | The 12" Transmission Pipeline Replacement project will include 12" Class 200 and Class 150 PVC pipelines, ductile iron fittings and concrete thrust blocks. The proposed pipeline alignment will cross existing county, state and interstate highways that wil | 6000000 | 2010-01-01 | 12 | Visalia District | 12 inch Transmission Pipeline Replacement
1610002 | 010 | AVENAL, CITY OF | M | 25 | C | 16737 | Water Storage Tank No. 4, a 750,000 gallon welded steel tank, installed in the early 1950’s has exceeded its anticipated life expectancy. Tank No. 4 is approximately sixty-five (65) feet in diameter, thirty (30) feet in height, and is supported by a cru | The water distribution upgrades project will include a temporary bypass / pressure reducing piping around the existing Tank No. 4 until completion of the project. The existing steel Tank No. 4, miscellaneous appurtenances, gravel foundation, chain link f | 1700000 | 2010-01-01 | 12 | Visalia District | Water Distribution Upgrades
1610002 | 011 | AVENAL, CITY OF | M | 25 | C | 16737 | The City of Avenal receives its water supply directly from the San Luis Canal, a federally owned portion of the California Aqueduct, through water treatment facilities located adjacent to the Aqueduct and near the Avenal Cut Off Road. This water provides | The proposed groundwater deepwell would be located on the westside of the Water Treatment Plant No. 2 near the entrance gate. The groundwater well would be designed for 1,200 to 1,600 gpm depending on the groundwater test hole information. | 1060000 | 2010-01-01 | 12 | Visalia District | Groundwater Deepwell (2009)
1610002 | 012 | AVENAL, CITY OF | M | 25 | C | 16737 | Water Storage Tank No. 4, a 750,000 gallon welded steel tank, installed in the early 1950’s has exceeded its anticipated life expectancy. Tank No. 4 is approximately sixty-five (65) feet in diameter, thirty feet in height, and is supported by a crushed | The Tank No. 4 replacement at the Tank Site No. 3 would be connected to both the 12” and 18”/14” transmissions pipelines and continue to serve the City’s distribution system as well as the Prison. The construction of an additional water storage tank at T | 4000000 | 2010-01-01 | 12 | Visalia District | Water Tank No. 4 Replacement
1210009 | 003 | HUMBOLDT C.S.D. | M | 25 | C | 19000 | The Humboldt Community Services District Ridgewood Tank and Water System Improvement Project.Currently, the existing Ridgewood / Cutten water system is not capable of maintaining maximum daily demand. This situation results in "Low Pressure" problems and | Humboldt Community Services District – Ridgewood Water Tank and Water System Improvement Project.In January 2007, the District contracted with an engineering consultant to determine the required improvements necessary to provide adequate maximum daily dem | 740000 | 2010-01-01 | 1 | Klamath District | Ridgewood Tank and Water System Improvements
3310016 | 008 | HEMET, CITY OF | M | 25 | C | 20047 | The City's current water storage capacity does not meet California Waterworks standards for a system of its size. Storge capacity needed has been determined by CDPH to be approximately 6 million gallons. Currently, the City's reservoirs are only able to | Installation of a 2 million gallon above ground reservoir tank and approximately 5,000 linear feet of 24-inch transmission main line. | 3000000 | 2010-01-01 | 20 | Riverside District | Echo Hills Water Tank and Line Improvement Project
3310016 | 009 | HEMET, CITY OF | M | 25 | C | 20047 | The City's current source productions are not sufficient to meet the maximum daily demand of 7.7 million gallons. CDPH has strongly recommended that the City consider the addition of new water sources to allow for more reliability in the event that highe | Installation of new well. | 750000 | 2010-01-01 | 20 | Riverside District | City of Hemet Well No. 17
1610004 | 002 | CORCORAN, CITY OF | M | 25 | C | 26047 | EXISTING PEAK DEMAND EXCEEDS THE WELL PRODUCTION CAPACITY | DRILL 3 NEW WELLS AND ASSOCIATED PIPING. OTHER - DESIGN AND CONSTRUCTION | 2160000 | 1998-01-01 | 12 | Visalia District | Additional wells (1997)
1610004 | 005 | CORCORAN, CITY OF | M | 25 | C | 26047 | UNDERSIZED MAINS IN THE "NILES AREA" - INSUFFICENT WATER SUPPLY OR PRESSURE | WATER MAIN UPGRADING FROM 4" WITH 6" AND 8" PIPE. OTHER - DESIGN AND CONSTRUCTION | 240000 | 1998-01-01 | 12 | Visalia District | Distribution system replacement (1997)
1610004 | 008 | CORCORAN, CITY OF | M | 25 | C | 26047 | CAST IRON PIPES THAT ARE 60 YEARS OLD - EXPERIENCING CONSIDERALBE PIPE LEAKAGE/BREAKAGE IN RECENT YEARS | REPLACE C.I. PIPES WITH AWWA C-900 CLASS 150, IN 6", 8", 10" AND 12" SIZES. OTHER - DESIGN AND CONSTRUCTION | 510000 | 1998-01-01 | 12 | Visalia District | Replace cast iron pipes (1997)
1910013 | 002 | BELLFLOWER - SOMERSET MWC | M | 25 | C | 28000 | Inadequate water supply when one main or source of supply is interrupted. Undersized water mains in need of replacement. | Acquire other adjoining system in the city and create one looping waterworks system. | 13357700 | 2000-01-01 | 7 | Hollywood District | Loop distribution system
1910077 | 002 | GSWC - FLORENCE/GRAHAM | M | 25 | C | 31340 | UNDERSIZED PIPES (<4") THAT DO NOT COMPLY WITH WATERWORKS STANDARDS | REPLACE WATER MAINS IN CRITICAL AREAS | 500000 | 1998-01-01 | 15 | Metropolitan District | Distribution system rehabilitation
3310008 | 001 | MISSION SPRINGS WD | M | 25 | C | 38500 | Upper Dos Palmas area distribution system has undersized waterlines, shallow depth of cover, and numerous leaks on the mainlines and sercie connections to homes. | Replacement of 10,240 linear feet of waterlines, 313 service connections and 18 hydrants - Project No. 28 | 1025000 | 1998-01-01 | 20 | Riverside District | Distribution system replacement (1997)
3310008 | 002 | MISSION SPRINGS WD | M | 25 | C | 38500 | Lower Dos Palmas area distribution system has undersized waterlines, shallow depth of cover, and numerous leaks on the mainlines and sercie connections to homes. | Replacement of 10,240 linear feet of waterlines, 306 service connections and 24 hydrants - Project No. 29 | 1000000 | 1998-01-01 | 20 | Riverside District | Distribution system replacement - Lower Dos Palmas (1997)
3310008 | 003 | MISSION SPRINGS WD | M | 25 | C | 38500 | East side of Dos Palmas area distribution system has undersized waterlines, shallow depth of cover, and numerous leaks on the mainlines and sercie connections to homes. | Replacement of 10,870 linear feet of waterlines, 251 service connections and 20 hydrants - Project No. 28 | 975000 | 1998-01-01 | 20 | Riverside District | Distribution system replacement East Dos Palmas (1997)
3310008 | 005 | MISSION SPRINGS WD | M | 25 | C | 38500 | This well will replace needed potable water production that was lost this past year when an exsiting District potable water well (well 30) was reduced to standby status due to the imminent risk of exceeding the MCL for Uranium. It has been determined that | The project proposes to site and drill a new well on District owned property, employing a hydrogeoligist during well drilling and construction to oversee final well parameters. Once the well is constructed it will be outfitted to current District standard | 1996500 | 2010-01-01 | 20 | Riverside District | New Well (No. 38) (2009)
5410010 | 002 | PORTERVILLE, CITY OF | M | 25 | C | 51467 | ADDITIONAL WATER SUPPLY TO MEET PEAK SYSTEM DEMANDS | INTERTIE WITH AIRPORT WATER SYSTEM WITH MAIN CITY SYSTEM ALLOWING AIRPORT WATER WELL TO SUPPLEMENT CITY SYSTEM. OTHER - DESIGN AND CONSTRUCTION | 330000 | 1999-01-01 | 12 | Visalia District | Porterville City - Airport WS intertie
5410010 | 004 | PORTERVILLE, CITY OF | M | 25 | C | 51467 | PROVIDE SOME WATER SUPPLY DURING ELECTRICAL POWER OUTAGE DUE TO MAJOR CATASTROPHY | DESIGN AND INSTALL TEN STAND-BY ENGINES AND ALTERNATE FUEL SUPPLY SYSTEMS. OTHER - DESIGN AND CONSTRUCTIONN | 1500000 | 2000-01-01 | 12 | Visalia District | emergency generators
5410010 | 005 | PORTERVILLE, CITY OF | M | 25 | C | 51467 | SMALL REAR YARD WATER MAINS DETERIORATING DUE TO AGE, BREAKAGE BY TREE ROOTS | DESIGN AND INSTALL WATER MAINS IN R/W, RESERVE CUSTOMERS FROM FRONT YARD SERVICES. OTHER - DESIGN AND CONSTRUCTION | 250000 | 2002-01-01 | 12 | Visalia District | water main replacement
5410010 | 007 | PORTERVILLE, CITY OF | M | 25 | C | 51467 | Well L-3 exceeds nitrate MCL and is shut off. The well produces about 300 gpm. | Design and construct wellhead treatment facilities (ion exchange). | 650000 | 2005-01-01 | 12 | Visalia District | Well #3 - treat for nitrate near mcl
1210013 | 004 | HUMBOLDT BAY MWD | M | 25 | C | 80000 | The problem to be mitigated is the loss of water service and associated loss of wastewater service, fire service, and electrical service for several communities in Humboldt County. The Humboldt Bay Municipal Water District, a regional wholesale water prov | The proposed project will install approximately 10,500 feet of new 18” High Density Polyethylene (HDPE) pipeline adjacent to the existing pipeline within the District’s current right of way. The pipeline will be installed with a combination of open trench | 2740000 | 2010-01-01 | 1 | Klamath District | HBMWD Techite Pipeline Replacement
1210013 | 005 | HUMBOLDT BAY MWD | M | 25 | C | 80000 | The purpose of this project is to correct low water pressure issues in portions of the Humboldt Bay Municipal Water District's distribution system, particular where it feeds into the Fieldbrook CSD. A study was completed in 2003 that identified the size | This project would include construction of a booster pump station, which would include 2 pumps with variable speed drives, capable of producing between 400 and 850 gpm. The pumps would discharge to the existing 16 inch pipeline and would be housed in a s | 600000 | 2010-01-01 | 1 | Klamath District | HBMWD Fieldbrook Booster Pump Station at Korblex
1210013 | 006 | HUMBOLDT BAY MWD | M | 25 | C | 80000 | The Humboldt Bay Municipal Water District is a regional wholesale water provider that supplies water to approximately 80,000 people in the Humboldt Bay area, including to the Cities of Eureka, Arcata, McKinleyville, Blue Lake, Fieldbrook, and portions of | Winzler & Kelly Consulting Engineers performed an alternatives analysis in 2008 to determine the most cost effective solution to provide an alternative crossing of the Mad River for the District's watermain to the communities of Blue Lake and Fieldbrook. | 1200000 | 2010-01-01 | 1 | Klamath District | HBMWD Emergency Pipeline Cross of Mad River at Blue Lake
1210013 | 007 | HUMBOLDT BAY MWD | M | 25 | C | 80000 | The Humboldt Bay Municipal Water District is a regional wholesale water provider that supplies water to approximately 80,000 people in the Humboldt Bay area, including to the Cities of Eureka, Arcata, McKinleyville, Blue Lake, Fieldbrook, and portions of | Winzler & Kelly Consulting Engineers performed an alternatives analysis in 2008 to determine the most cost effective solution to provide an alternative crossing of the Mad River for the District's watermain to the communities of Blue Lake and Fieldbrook. | 1600000 | 2010-01-01 | 1 | Klamath District | HBMWD Aerial Crossing of Blue Lake Pipeline Across Mad River
1210013 | 008 | HUMBOLDT BAY MWD | M | 25 | C | 80000 | The Humboldt Bay Municipal Water District is a regional wholesale water provider that supplies water to approximately 80,000 people in the Humboldt Bay area, including to the Cities of Eureka, Arcata, McKinleyville, Blue Lake, Fieldbrook, and portions of | The proposed project will consist of the installation of three new laterals at Collector 3. The collectors are the heart of the District’s potable water system and are currently over 50 years old, and must be replaced so that the collectors remain operati | 700000 | 2010-01-01 | 1 | Klamath District | HBMWD Replacement of Laterals at Ranney Collectors
1210013 | 009 | HUMBOLDT BAY MWD | M | 25 | C | 80000 | The Humboldt Bay Municipal Water District is a regional wholesale water provider that supplies water to approximately 80,000 people in the Humboldt Bay area, including to the Cities of Eureka, Arcata, McKinleyville, Blue Lake, Fieldbrook, and portions of | Winzler & Kelly Consulting Engineers performed an alternatives analysis in 2006 to determine the most cost effective solution to provide an alternative crossing of the Mad River for the District's watermain to the McKinleyville Community Service District | 1200000 | 2010-01-01 | 1 | Klamath District | HBMWD Emergency Mad River Crossing for MCSD Pipeline
3610039 | 002 | SAN BERNARDINO CITY | M | 25 | C | 173359 | Replace older transmission main | Construct 4000 ft Devore transmission main to replace existing 16 inch line built in 1940 | 315000 | 1998-01-01 | 13 | San Bernardino District
3610039 | 004 | SAN BERNARDINO CITY | M | 25 | C | 173359 | Undersized transmission main | Replace 20 inch Baseline main with 36 inch | 950000 | 1999-01-01 | 13 | San Bernardino District
3610039 | 005 | SAN BERNARDINO CITY | M | 25 | C | 173359 | Undersized transmission main | Replace 12 inch 'E' Street main with 24 inch | 240000 | 1999-01-01 | 13 | San Bernardino District
3610039 | 006 | SAN BERNARDINO CITY | M | 25 | C | 173359 | Undersized transmission main | Replace 12 inch Foothill Blvd main with 16 inch | 450000 | 2000-01-01 | 13 | San Bernardino District
3610039 | 007 | SAN BERNARDINO CITY | M | 25 | C | 173359 | Undersized transmission main | Replace 16 inch Meridian main with 24 inch | 750000 | 2000-01-01 | 13 | San Bernardino District
3610039 | 008 | SAN BERNARDINO CITY | M | 25 | C | 173359 | Undersized transmission main | Replace 16 inch Cajon Canyon well field line built in the 1920's with a 24 inch | 750000 | 2000-01-01 | 13 | San Bernardino District
3610039 | 010 | SAN BERNARDINO CITY | M | 25 | C | 173359 | Additional storage needed | Construct Scott Laboratories 4.5 MG reservoir | 2250000 | 2001-01-01 | 13 | San Bernardino District
3610039 | 012 | SAN BERNARDINO CITY | M | 25 | C | 173359 | Additional storage needed | Construct 2 MG Ogdon reservoir | 1000000 | 2001-01-01 | 13 | San Bernardino District
2500513 | 001 | MJUSD-ARLINGTON ELEM. SCHOOL | M | 25 | P | 35 | Insufficient supply to fulfill Section 64562 (quantity of supply) of the Waterworks Standards. | Drill a new well into a different higher flow strata to provide the reliability required by the Waterworks Standards. | 17345 | 1998-01-01 | 1 | Klamath District
2500515 | 001 | MJUSD-STATE LINE SCHOOL | M | 25 | P | 35 | Existing pressure tank frequently waterlogs and therefore does not fulfill Section 64560(a)(6) (minimize the effects of equipment failures) of the Waterworks Standards. | Replace old pressure tank with modern bladder type tanks to provide the reliability required by the Waterworks Standards. | 9050 | 1999-01-01 | 1 | Klamath District
1400042 | 001 | Olancha Elementary School | M | 25 | P | 40 | Lead levels less than action level | Construct new distribution system and tank | 18000 | 1998-01-01 | 13 | San Bernardino District
5305107 | 003 | SO TRINITY UNIFIED SCHOOL DIST. | M | 25 | P | 200 | We are in need of a backup water system here at our school. We have 1 deep well and had to abandon our second well due to surface water contamination. A backup system is needed once again since we have had several days of down time (no school) due to prob | A 5000 gallon storage tank was abandoned when our second well was put out of service. Our desire is to incorporate the existing storage tank into our current system. The tank must be inspected and approved. An inline pump must be installed and fitted into | 25000 | 2010-01-01 | 1 | Klamath District | Southern Trinity Backup water system
4901105 | 001 | CAMP ROYANEH-BOY SCOUTS OF AMERICA | M | 25 | N | 70 | 80+ year old system. Many leaks, not mappying, single line, pipe size ranges 1/2-1/4". | Complete repipe all new connections, fire hydrants, automation of level control | 200000 | 2007-01-01 | 18 | Sonoma District | New Piping
5402055 | 001 | CAMP KEEP SIERRA | M | 25 | N | 110 | Need backup delivery system to main camp when repairs made to existing transmission main; high water use fixtures (toilets/urinals); sediment in lines; no means to measure water consumption. | Install 600' transmission main; reokace existing fixtures with low flow fixtures (9toilets, 2 urinals); install sediment strainers at 4 locations; install 3 flow meters. | 10200 | 2000-01-01 | 12 | Visalia District
1900994 | 002 | MALIBU CONSERVATION CAMP | M | 25 | N | 240 | PROBLEM WITH CONTAMINATION OF WATER SYSTEM (CAMPYLOBACTER) WITH LEAKS IN FRESH WATER LINE AND POSSIBLE CROSS CONNECTION IN THIS OBSOLETE WATER SYSTEM. | REPLACE FRESH POTABLE WATER SYSTEM WITH NEW LINES AND CONNECTIONS | 800000 | 1998-01-01 | 16 | Central District
3200505 | 001 | Johnsville Public U.D. | M | 20 | C | 20 | Additional water required for existing system. Complete fire loop in town. | Water available above present springs and dam. Construct 300 to 400 feet of pipeline. | 100000 | 1998-01-01 | 2 | Lassen District
0202504 | 001 | MARKLEEVILLE WATER CO. | M | 20 | C | 25 | Creek source inadequate to meet demand and distribution system leaks badly. | Locate additional water source and replace pipeline. | 2000000 | 1998-01-01 | 9 | Sacramento District | Additional Source and distribution system (1997)
0400091 | 002 | BUZZTAIL COMMUNITY SERVICE DISTRICT | M | 20 | C | 25 | Buzztail Community Service District (Water Division) is not currently in compliance with state standards and only has one water source, has insufficinet holding capacity for residencial systems and does not have minimum pressure, volume and storage for fi | Second well will be drilled to an approximate depth of 800ft. Well will be located on same parcel as the existing well and will attempt to intercept the existing aquifer. Well will be 8”in diameter with a 4” drop pipe. Additional facilities will include a | 135000 | 2009-01-01 | 21 | Valley District | Alternative Water Source (2nd Well)
0400091 | 003 | BUZZTAIL COMMUNITY SERVICE DISTRICT | M | 20 | C | 25 | In 2000 the Buzztail Community Service District (Water Division) received a request from the Butte County Environmental Health Department to allow the emergency connection of three residences due to well failure. The connections were allowed and a combina | Project would include the acquisition for land and associated fees for property located in or around the north east corner of Sierra Foothills Subdivision (less than 1 acre). Installation of additional holding tank and pressure pump. Installation of trenc | 215000 | 2010-01-01 | 21 | Valley District | Replacement of substandard infrastructure
5500127 | 001 | HIDDEN VALLEY TRAILER PARK, INC | M | 20 | C | 29 | DUE TO AGE UNDERGROUND PIPES MUST BE REPLACED AND THE COUNTY REQUESTS WE CEASE USING THE WELL AND HOOK UP TO PUBLIC WATER | CONNECT TO PUBLIC WATER SUPPLY. OTHER -DESIGN AND CONSTRUCTION | 65000 | 1998-01-01 | 11 | Merced District
5800824 | 001 | COUNTRY VILLAGE MOBILE HM PRK | M | 20 | C | 30 | This community PWS currently has only one source of water - a groundwater well. Due to the current drought conditions in California, the need for another water source may be imminent. | This project would include the construction and development of a new production well. The pump, panel and pipelines would also be installed after completion of the new well. | 250000 | 2009-01-01 | 21 | Valley District | 2nd Water Source
5301102 | 002 | TRINITY KNOLLS MUTUAL WATER COMPANY | M | 20 | C | 36 | Trinity Knolls MWC supplies their 61 connections (one includes a very large campground) with groundwater from six wells. In wet years, the combined maximum capacity of these wells is 100,000 gallons per day (gpd). In recent dry years, maximum capacity h | The water system would like to install one or two additional groundwater supply wells to increase their source capacity and prevent summer outages.The project would include engineering and permitting, drilling, well construction, aquifer testing, pump and | 80000 | 2010-01-01 | 1 | Klamath District | Trinity Knolls MWC Supply Well Installation
0400026 | 002 | MEADOWBROOK OAKS | M | 20 | C | 50 | Aging system | New water lines for distribution | 75000 | 2006-01-01 | 21 | Valley District | New distribution lines
1900801 | 004 | COLORADO MUTUAL | M | 20 | C | 50 | This system does not have adequate fire protection. It is proposed that we install 10 fire hydrants with necessary valves.It is also in this proposal to loop the system as it is now operating in a treesystem creating dead-ends, with current lines running | Currently, the mains in this system are 4". We propose to replace these lines with 6" C-900 lines. We also propose to loop the system to alleviate dead ends and make maintenance accessible to all areas in the distribution system. We propose to install | 385000 | 2010-01-01 | 16 | Central District | Loop system and install required fired hydrants (2009)
1900801 | 005 | COLORADO MUTUAL | M | 20 | C | 50 | This water system has inadequate storage to provide fire protection and drinking water to shareholders. There is less than 14,000 gal of storage, which does not provide the regulation for fire flow, necessary to provide protection.This system has periods | It will be necessary to subdivide and purchase a porton of adjacent land to accomodate the larger tank.We propose to purchase a 90,000 gal tank which will have a charge for erection by a contracting company.The new tank will need monitoring devices, pipel | 448200 | 2010-01-01 | 16 | Central District | Upgrade storage capacity and Support Programs (2009)
3301947 | 001 | Morning Sky School | M | 20 | C | 50 | Failure of main well pump and boost pump. Need to develop alternate well as back up water resource including tank, goost pump and pressure tank. | Replacement of failing equipment and outfiitting of alternate well. | 10000 | 1998-01-01 | 20 | Riverside District | Replace pump & outfit well
5301101 | 003 | TREASURE CREEK WOODS MWC | M | 20 | C | 50 | The system is served by two very shallow wells that are not constructed to meet public water supply standards. These wells are only about 25 feet deep and are not cased properly. Pressure is maintained by two residential type pressure tanks. This resul | The proposed project includes the construction of two new water wells constructed to the State of California standards for public water systems. The project also includes ground storage of approximately 50,000 gallon capacity and a pressure tank of appro | 175000 | 2010-01-01 | 1 | Klamath District | Water Well replacement, additional storage, emergency power generation
5200013 | 002 | WOMACK SUBDIVISION M.W.C. | M | 20 | C | 51 | our distribution lines are breaking at an alarming rate. It is diminishing our funds so fast that it is breaking our bank account fast. we have to keep raising our rates to try and keep ahead of repair expenses. | our plan is to replace the entire distribution line system from our collective tanks to each of the 16 homes. Then place valves in front of each house, and then replace the supply line going to the side of the house. | 50000 | 2010-01-01 | 21 | Valley District | Womack feeder pipe replacement project
1500327 | 001 | RANCHO SECO INC. WATER SYSTEM | M | 20 | C | 52 | PUMP HOUSE FOUNDATION CRACKED, WATER MAIN ABOVE GROUND, WATER TANK LEANING, WATER PRESSURE IS NOT CONSISTENT, MAINS ARE METAL | CONSTRUCT A NEW SYSTEM. OTHER - DESIGN AND CONSTRUCTION | 500000 | 1998-01-01 | 19 | Tehachapi District
5500092 | 001 | PONDEROSA MOBILE HOME PARK | M | 20 | C | 54 | SYSTEM'S SOURCE CAPACITY COULD BE IMPROVED. | CONSTRUCT AN ADDITIONAL WELL. | 60000 | 1998-01-01 | 11 | Merced District
5301103 | 002 | COVINGTON MILL - A | M | 20 | C | 55 | System has only one approved source of supply. | Develop a second deep well site to augment the existing well, and provide addditional source reliability. | 30000 | 1999-01-01 | 1 | Klamath District | Additional source of supply
3500552 | 001 | VENTURE ESTATES MWC | M | 20 | C | 60 | System is aging and has high TDS - 1300 ppm, and high Na - 500ppm. | Construct a pipeline to connect to Sunnyslope water system. | 60000 | 1998-01-01 | 5 | Monterey District | Consolidation with Sunnyslope
4300526 | 002 | OAKMONT WATER SYSTEM | M | 20 | C | 63 | Oakmont Water is currently served by a wholesale connection to San Jose Water Co (SJWC) (paying retail water rates). Oakmont has requested SJWC acquire Oakmont (consolidation) but they require our system be upgraded to PUC standards. This will require t | All of the exisitng 2600 LF of mains will need to be replaced with 6 inch DIP.All of the exisitng 26 service connections (5/8th) will be replaced along with the main replacement.The exisiting 22,000 redwood water storage tank will need to be replaced wi | 420000 | 2008-09-01 | 17 | Santa Clara District | Oakmont Water upgrades for consolidation
0202522 | 002 | SIERRA PINES MOBILE HOME PARK | M | 20 | C | 70 | Single well source lacks reliability. Pressure is low. | New pump and pressure system using larger storage tank. | 50000 | 1998-01-01 | 9 | Sacramento District | Additional Source and Storage (1997)
1400072 | 004 | North Lone Pine Mutual Water Company | M | 20 | C | 70 | Our mains and laterals were installed in the 1940's with used military surplus pipes. Some of the mains were replaced in 1972 with welded steel pipe, the life expectancy of which is 35 years. We are regularly experiencing lateral breaks. Our local plumber | Install new mains, laterals and fire hydrants | 350000 | 2010-01-01 | 13 | San Bernardino District | North Lone Pine Mutual Water Company Main and Lateral Replacement
3700937 | 001 | LAZY H MUTUAL WATER COMPANY | M | 20 | C | 70 | Substandard old water distribution system with 1 1/2" - 6" tuberculated mains, allowing low flow capacities - inadaquate fire protection. | Replace 11250' mains and laterals with 8" and 4" C900 pipe, upgrade service connections. | 213500 | 1998-01-01 | 14 | San Diego District
5800823 | 001 | COUNTRY AIR MOBILE HOME PARK | M | 20 | C | 70 | Aging wells, valves and distribution lines. | Upgrade current system to ensure adequate safe supply. | 8000 | 1998-01-01 | 21 | Valley District
1500540 | 005 | PINON HILL WATER COMPANY | M | 20 | C | 75 | Inadequate water supply; no outages but rationing required to meet summer demand. | Drill new well or consolidate with neighboring water system, if possible | 200000 | 2007-01-01 | 19 | Tehachapi District | Develop New Source or Consolidate
4500023 | 005 | HAT CREEK HIGHLANDS MUTUAL WATER CO | M | 20 | C | 75 | Aging storage tank not fulfilling Section 64560(a)(6) (minimize effects of structural failure) of the Waterworks Standards. | Replace storage tank to provide the reliability required by the Waterworks Standards. | 65000 | 2002-01-01 | 2 | Lassen District | Replace storage tank (1997)
5400647 | 001 | YOKOHL MUTUAL WATER CO | M | 20 | C | 75 | Our water system was established in 1972 which provides service for 32 connections. The water main line consists of 4 tranzite pipe in a loop system. This tranzite pipe has an asbestos lining and has been linked to different cancer causes. Over t | Replace approximately 3000 feet (+/-) of 4 main water line by utilizing the new trenchless method using polyethylene pipe. This method uses the path of the existing water line and would only utilize trenching at the service connections.Currently, the | 200000 | 2008-01-01 | 12 | Visalia District | Water Main Line / Meters Replacement
4700638 | 001 | OAK VALLEY ACRES P.O.A. | M | 20 | C | 80 | Booster station for upper pressure zone consists of a single booster pump which is old and near the end of its useful life. | Purchase and install a new booster pump and recondition the existing pump and use it for a backup. | 2500 | 1998-01-01 | 1 | Klamath District | Replace booster pumps
1500434 | 002 | BISHOP ACRES MUTUAL WATER COMPANY | M | 20 | C | 81 | Bishop Acres MWC has only a single well as a source and therefore lacks required system reliability. | Construct a pipeline and consolidate with the City of Shafter. If that is not feasible, construct a second well. | 500000 | 2009-01-01 | 19 | Tehachapi District | New Well/Intertie with City of Shafter
0400028 | 001 | BIG BEND MOBILEHOME PARK | M | 20 | C | 85 | Water system is powered by a well pump and booster pump, during an electrical outage the water system will not operate. Outages have extended in excess of 3 days forcing tenants to obtain water by some other means. When water is restored an immediate boil | Install a propane (or other alternative fuel) generator to power the water system in the event of electrical outages. | 28000 | 2010-01-01 | 21 | Valley District | Backup electric system
0400028 | 002 | BIG BEND MOBILEHOME PARK | M | 20 | C | 85 | Water system only has 10,000 gallons of storage capacity. Per the engineering report of 10/4/2007, title 22 section 64564, indicates the MDD is 35,000 gallons daily and a such should have storage capacity equal to the amount. | Install new storage tanks with increased capacity to 35,000 gallons. | 42000 | 2010-01-01 | 21 | Valley District | Increase Storage Capacity
0400028 | 003 | BIG BEND MOBILEHOME PARK | M | 20 | C | 85 | Current distribution system is beginning to fail. There has been a significant loss of pressure between units 1 - 6 (drop below 20psi). There is currently a temporary fix in place which is not up to AWWA standards to maintain pressure. This item is curren | Drill and install a new, wider, deeper well. Install new booster pump and tank(s) to accomodate the increased capacity. Install new distribution lines and related hardware (valves, meter boxes, etc..). Install new hydrant(current system has no hydrant or | 191775 | 2010-01-01 | 21 | Valley District | Water Distribution Improvement
1700563 | 003 | LAKE COUNTY CSA 22 - MT. HANNAH | M | 20 | C | 88 | The Mt. Hannah Water System serves a small community in County Service Area #22. The distribution system contains several dead ends. This project will loop six dead ends, improving the delivery and quality of drinking water. HEALTH BENEFITS include bett | The current distribution system was constructed with water mains which dead end at the ends of there service route (six in all). This project will install new pipe to create three loops , one at each dead end pair. Approximatel 900 ft' of pipe (300 ft. | 50000 | 2010-01-01 | 3 | Mendocino District | Mt. Hannah Distribution System Looping
1700563 | 004 | LAKE COUNTY CSA 22 - MT. HANNAH | M | 20 | C | 88 | The water distribution system was originally constructed out of substandard materials using substandard methods and needs to be replaced. Increased water pressure from the recently constructed 50,000 gallon water tank (2008) is observed through increased | The project will include the design and construction of a new water distribution system for all 37 active connections. A new larger water main will be installed and connected to existing service lines, where possible. New service connections will be ins | 750000 | 2010-01-01 | 3 | Mendocino District | Water Distribution System Upgrades
1700563 | 005 | LAKE COUNTY CSA 22 - MT. HANNAH | M | 20 | C | 88 | Storage tanks, supply pumps and wells are traditionally connected through a system of level-controls which maintain water at a specified level in the storage tank. The Mt. Hannah system lacks this control and relies on a manually set timer. The level co | Level control sensors (on/off) will be installed on the water storage tank coupled through wireless telemetry to the pump control shelter adjacent to the well. Power to run the unit will be supplied from existing PG&E service at the pump control shelter. | 5000 | 2010-01-01 | 3 | Mendocino District | Well Controls - Mt. Hannah Water System
4900514 | 001 | RANCHO DEL PARADISO-CAL WATER SVC (PUC) | M | 20 | C | 90 | System WAS in non-compliance with swtr, NOW needs ONLY storage and fix inadequate sized mains. | (Install approve filtration system,) NOW replace existing 5,000 gal tank with 10,500 gal concrete tank and new transmission lines. | 158500 | 1999-01-01 | 18 | Sonoma District
5500353 | 002 | SIERRA VILLAGE MOBILE HOME PARK | M | 20 | C | 90 | Need more storage and system reliability. | Install storage and water lines. | 75000 | 2001-01-01 | 11 | Merced District | Storage and distribution replacement (1999)
0400016 | 003 | BERRY CREEK COMMUNITY SER DIST | M | 20 | C | 99 | The water system was designed with four wells and a 90,000 gallon holding tank. Well number four has never worked as it was drilled in the wrong location. Well number 3 can only be operated a half capacity for approximately one week, and then it has to re | The project will consist of drilling a new well, to replace well number four. Install pump, pipe lines and electric, to incorporate the new well to our system. | 20000 | 2010-01-01 | 21 | Valley District | Replacement for well number four (2009)
0500068 | 001 | DUNROVIN MOBILE HOME VILLAGE | M | 20 | C | 99 | LACK OF BACK-UP POWER AND A BACK-UP PUMP | INSTALL GENERATOR AND SMALL BACK-UP PUMP | 20000 | 1998-01-01 | 10 | Stockton District | Back up power (1997)
0400013 | 004 | MERRY MOUNTAIN MUTUAL | M | 20 | C | 100 | lack of adequate source and storage capacity | new well, pump, and tank | 300000 | 2004-01-01 | 21 | Valley District | New Well, Pump and, Tank
2000557 | 001 | MD#43 MIAMI CREEK KNOLLS | M | 20 | C | 100 | THE WATER SYSTEM WAS INSTALLED IN THE EARLY 60'S AND IS VERY UNRELIABLE. IT CONSISTS OF 4 VERY LOW PRODUCTION WELLS AND A DETERIORATED DISTRIBUTION SYSTEM. THE SYSTEM MUST BE CHLORINATED TO MEET THE TCR. | CONSTRUCT A NEW DISTRIBUTION SYSTEM AND A 50,000 GALLON STORAGE TANK. | 250000 | 1998-01-01 | 11 | Merced District | Replace distribution system and storage tank (1997)
4300504 | 001 | ARROWHEAD COOPERATIVE COMPANY | M | 20 | C | 100 | Replace mains and consolidate. | Run new 10-inch mains from SJWC to all streets. Abandon existing system. The study and design has already been done by SJWC. | 1642632 | 1998-01-01 | 17 | Santa Clara District | Replace mains and consolidate
2701789 | 001 | HOLLY HILLS MWC | M | 20 | C | 108 | Insufficient water pressure, insufficient storage, and insufficient pumping volume. | New pumping station, new well, and increase storage. | 150000 | 1998-01-01 | 5 | Monterey District
3900543 | 001 | MAURLAND MANOR WATER SYSTEM | M | 20 | C | 110 | SINGLE WELL SYSTEM WITH PRESSURE PROBLEMS. | INSTALL PRESSURE TANK, REPLACE LINES WITH LARGER PIPES AND CONSOLIDATE WITH SYWSTEM 3901348. OTHER = DESIGN AND CONSTRUCTION | 400000 | 1998-01-01 | 10 | Stockton District
1700549 | 001 | CORINTHIAN BAY MUTUAL WATER COMPANY | M | 20 | C | 125 | Lose of electrical power prevents pump motors from maintaining adequate system pressure through the holding/chlorination tank which could allow a back flow and contamination into the main source lines. | Purchase and installation of a propane powered generator to supply emergency electrical power for use as required with the existing system to properly maintain adequate system pressure during loses of public electrical power. Will include required base fo | 45000 | 2010-01-01 | 3 | Mendocino District | generator power back up for electrical outages at the well
1200592 | 001 | BIG LAGOON CSD | M | 20 | C | 140 | Interruptions in water delivery during power outages which occur frequently in winter months and may be 3 to 5 days duration. No emergency power supply and no gravity tank. | Purchase water system; overhaul electrical system; and add a generator to ensure continuous water delivery. | 100000 | 1998-01-01 | 1 | Klamath District
3900563 | 001 | GAYLA MANOR PWS | M | 20 | C | 146 | SINGLE WELL SYSTEM HAS OLD WELL. NO AUXILIARY POWER. | REPLACE EXISTING WELL AND ADD AUXILIARY POWER. CONSOLIDATE WITH NEIGHBORING WATER SYSTEMS. OTHER = DESIGN AND CONSTRUCTION | 450000 | 1998-01-01 | 10 | Stockton District
5200007 | 001 | HOWELL S LAKESIDE WATER CO. | M | 20 | C | 147 | System needs two 1000 gallon tanks, two air compressors, two chlorinators, and miscellaneous plumbing. | Install new tanks, upgrade pumps, clean wells and install plumbing. | 100000 | 1998-01-01 | 21 | Valley District
0500091 | 001 | RITE OF PASSAGE/SIERRA RIDGE | M | 20 | C | 150 | DISTRIBUTION SYSTEM NEEDS REPLACEMENT | REPLACE DISTRIBUTION SYSTEM. | 73000 | 1998-01-01 | 10 | Stockton District | Replace distribution system (1997)
1400020 | 001 | Aberdeen Resort | M | 20 | C | 150 | Undersized mainline | Replace mainline and loop system | 105000 | 1998-01-01 | 13 | San Bernardino District | Distribution system replacement (1997)
2000849 | 001 | MD#60 DILLON ESTATES | M | 20 | C | 150 | Water System does not meet fire flow and storage requirements. System has no back up generator for possible power outage. System is in critical fire zone and cannot provide adequate fire protection. | Complete consolidation with maintanance district 43 Miami creek. Drill high production well. Replace storage tank,distribution system and boost pumps to meet fire flow requirements. | 1800000 | 2008-06-01 | 11 | Merced District | MD-60 Dillon Estates and Miami Creek consolidation
3301512 | 001 | Pinyon Pimes County Water Dist | M | 20 | C | 160 | Old water mains that are in need of upgrades, causing water outages during summer months. | Replace substandard mains. | 75000 | 1998-01-01 | 20 | Riverside District
5800832 | 001 | CASTLEWOOD MOBILE HOME PARK | M | 20 | C | 161 | This community PWS currently has only one source of water - a groundwater well. Due to the current drought conditions in California, the need for another source may be eminent. | This project would include construction and development of a new production well. The pump, panel and pipelines would also be installed after completion of the new well. | 250000 | 2009-01-01 | 21 | Valley District | 2nd Water Source
1400036 | 002 | Keeler Community Service District | M | 20 | C | 180 | Inadequate storage capacity | Construct new 150k tank | 125000 | 1998-01-01 | 13 | San Bernardino District | Additional storage (1997)
1400036 | 004 | Keeler Community Service District | M | 20 | C | 180 | Old substandard mainline | Replace mainline | 125000 | 1998-01-01 | 13 | San Bernardino District | Distribution system replacement (1997)
1700516 | 003 | LAKE COUNTY CSA 16 - PARADISE VALLEY | M | 20 | C | 180 | The project is designed to provide the pipe and connection of additional water supply (well) to the Paradise Valley Water System. The water system provides drinking water for the customers within County Service Areas # 16.The system is currently under a | The project includes construction trenching and 1,200 lineal feet of 4" C900 PVC plastic pipe to connecting Well #3 to the Paradise Valley Water System, as well as restoration of construction area. | 50000 | 2010-01-01 | 3 | Mendocino District | Water Distribution Piping Project
1700516 | 004 | LAKE COUNTY CSA 16 - PARADISE VALLEY | M | 20 | C | 180 | This project will provide additional needed storage for customer drinking water needs and fire flow.HEALTH BENEFITS include additional available drinking water and fire protection.ECONOMIC BENEFITS include construction (engineering, tank, materials and la | The 50,000 gallon storage tank will include a seismically engineered concrete foundation, one 50,000 gallon capacity anchored bolted steel storage tank, and the associated piping and controls to connect to the Paradise Valley water system. The facility w | 250000 | 2010-01-01 | 3 | Mendocino District | 50,000 Gallon Storage Tank
1700501 | 001 | ADAMS SPRINGS WATER DISTRICT | M | 20 | C | 200 | Outdated system with many nonworking valves, fire hydrants, service lines. | System rebuild. | 500000 | 1998-01-01 | 3 | Mendocino District
1900100 | 002 | METTLER VALLEY MUTUAL | M | 20 | C | 200 | The Water System is in need of an additional water source to meet the demands of the community, i.e new ground well. All details can be provided by the LPA- LA County Water Quality Program. | The project is a community water system consisting of 15 to 24 connections and a treated ground water source. The system is in need of an additional water source, or additional water storage tank. | 500000 | 2009-01-01 | 16 | Central District | Mettler Valley Mutual
5400504 | 001 | A & A MHP | M | 20 | C | 200 | Needs back-up storage tank and well | Drill new Well | 150000 | 1998-01-01 | 12 | Visalia District | Additional source and storage (1997)
1000359 | 001 | FCSA #32/CANTUA CREEK | M | 20 | C | 230 | SURFACE WATER IS PROVIDED FROM THE WESTLANDS WATER DISTRICT. DURING THE LAST 12 MONTHS, WESTLANDS' WATER LINES HAVE BROKEN TWICE LEAVING THE COMMUNITY WITHOUT WATER. | INSTALL AN ADDITIONAL STORAGE TANK TO INCREASE STORAGE CAPACITY FOR SYSTEM RELIABILITY. | 200000 | 1998-01-01 | 23 | Fresno District | Storage tank (1997)
1700546 | 006 | CLEARWATER MUTUAL WATER COMPANY | M | 20 | C | 250 | Alarms and monitoring is required for the Clearwater MWC in accordance with provisions in the water supply permit. The system does not have turbidity, pH, tank flow meter and tank level monitoring and recording. There are no alarms for these systems and | A SCADA system will installed to monitor and record signal output from all monitoring equipment and alert system operator in the event of a system failure. A continuous turbidity and pH meters will be installed. Coagulant flow alarm, clearwell tank flo | 32000 | 2010-01-01 | 3 | Mendocino District | Instrumentation/SCADA
5500193 | 001 | TAMARRON MOBILE HOME PARK | M | 20 | C | 273 | LOW WATER PRESSURE, BROKEN LINES AND ONE TIME CONTAMINATION AND PUMP PROBLEMS | REPLACE PUMPS AND PIPING. OTHER - DESIGN AND CONSTRUCTION | 75000 | 1998-01-01 | 11 | Merced District
3200188 | 002 | Greenhorn Creek Services District | M | 20 | C | 280 | Undersized water mains and insufficient storage and pumping facilities to provide fire flow. | Replace undersized water mains, increase capacity of booster stations, construct additional storage tanks. | 1135430 | 2006-01-01 | 2 | Lassen District | Greenhorn CSD Distribution System
0400014 | 001 | LAKE MADRONE WATER DISTRICT | M | 20 | C | 297 | Department of Public Health, Division of Environmental Health, County of Butte, State of California recorded a System Deficiency in 1998, describing the following water system defect: "Redwood holding tanks are starting to leak. Moderate bowing between b | The purpose of this project is to replace Three (3) leaking and deficient redwood community water storage tanks with new steel tanks and retro fit the associated plumbing as required to complete the upgrade. This will correct the deficiency, enhance the | 63800 | 2010-01-01 | 21 | Valley District | Lake Madrone Water District Storage Facility Improvement
2500503 | 001 | CALIFORNIA PINES C.S.D. | M | 20 | C | 300 | Existing wells have insufficient output to fulfill Section 64562 (quantity of supply) of the Waterworks Standards. Water tank needs new inside coating. | Drill a new well to provide the reliability required by the Waterworks Standards. Recoat the interior of the water tank. | 50000 | 1998-01-01 | 1 | Klamath District
3301775 | 001 | High Valleys Water District | M | 20 | C | 300 | The tank transmission pipeline is improperly installed and has had major leak problems. From main tank we have miles of pipe in the same condition. | For the past 3 yrs. We have replaced approx. 1 mile a year of the bade pipe with ductile iron. This is approx. all that the budjet will allow. Although replacing pipe in the worst areas has helped, to save cost we replace all the pipe in house. | 3000000 | 1998-01-01 | 20 | Riverside District
0410018 | 002 | DEL ORO WATER CO.-STIRLING BLUFFS | M | 20 | C | 313 | The Stirling City water service area does not currently meet the emergency and operational storage requirements as detailed in the California Waterworks Standards. The existing water system does not have sufficient storage available to meet one maximum da | The scope of work for this project would include the installation of one 500,000 gallon welded or bolted steel storage tank, ringwall tank foundation, and inlet/outlet piping to the distribution mainline. | 500000 | 2010-01-01 | 21 | Valley District | Stirling Bluffs - Storage Tank Project
4600017 | 001 | R.R. LEWIS SMALL WC | M | 20 | C | 324 | Distribution system pressure and flow problems. Replace old concrete storage tanks. | Replace 2300 feet of 2" and 3" pipe with 4" pipe. Install new storage reservoirs. Purchase emergency chlorination equipment. | 230100 | 1998-01-01 | 2 | Lassen District
1700554 | 004 | LAKE COUNTY CSA 13 - KONO TAYEE | M | 20 | C | 333 | Undersized distribution piping and non-looped portions of the distribution system. HEALTH BENEFITS include improved supply and quality of drinking water and fire flow.ECONOMIC BENEFITS include construction (materials and labor).REGULATORY BENEFITS include | Piping replacement and upgrades to the Tank 2 site in conjunction with the District constructed water storage tank project. | 90000 | 2010-01-01 | 3 | Mendocino District | Water Distribution (pipe) Upgrades for CSA #13
1700554 | 005 | LAKE COUNTY CSA 13 - KONO TAYEE | M | 20 | C | 333 | The Kono Tayee Water System provides drinking water for County Service Area #13. A system of wells and distribution piping serves the community. The water system experienced a tank failure last year and the tank replacement is being constructed at the T | The project will include the replacement and upgrade of the pumping network and controls at all three tank sites, including pumps, level and operational controls, and communications. | 200000 | 2010-01-01 | 3 | Mendocino District | Pumps and Controls for CSA #13
1700554 | 006 | LAKE COUNTY CSA 13 - KONO TAYEE | M | 20 | C | 333 | The Kono Tayee water system serves customers within the County Service Area #13. The system experienced a tank failure last year (redwood tank at the Tank #2 Site) and is observing tank decay and leakage at two additional redwood storage tanks located ab | This project is a water storage tank replacement project. (2 co-located tanks)The project will involve the construction of two seismically engineered concrete tank foundations, two 50,000 gallon capacity anchored bolted steel tanks, and associated piping | 500000 | 2010-01-01 | 3 | Mendocino District | Replacement Water Storage Tanks - Tank Site 1
1700574 | 002 | LAKE COUNTY CSA 18 - STARVIEW | M | 20 | C | 338 | This project is for the construction of a 50,000 gallon storage tank to serve the customers served by the Starview Water System. The tank will provide the additional storage needed to supply customer demand and fire flow.HEALTH BENEFITS include additiona | The project will include a seismically engineered concrete foundation, an anchored 50,000 gallon capacity bolted steel tank, and the necessary pipe and controls to supply stored water to the Starview water system. | 250000 | 2010-01-01 | 3 | Mendocino District | 50,000 Gallon Storage Tank
1700574 | 003 | LAKE COUNTY CSA 18 - STARVIEW | M | 20 | C | 338 | The Starview Water System provides drinking water for the customers in County Service Area #18. The Distribution System Upgrades for the water system will provide 500 feet of needed upgrades within the system, including main distribution piping.HEALTH BE | This is a simple pipe upgrade project replacing smaller diameter pipe with 6" and 8" lines. The project will concentrate in areas that have a history of leaks. | 80000 | 2010-01-01 | 3 | Mendocino District | Water Distribution System Upgrades
1200553 | 010 | WEOTT C.S.D. | M | 20 | C | 364 | This application is for improvements/upgrades to the oldest part of our distribution sytem which was not replaced for financial reasons when we installed a new water system (in 1989) for 80% of WCSD's service area. They installed C 900 lines with new part | There is approximately 9,500 feet of 4 inch mainline needed to be installed parallel to the existing (to be abandoned) 2" lines, hooked up to existing metered laterals and install a total of 8-4" hydrants at the ends and proper intervals to facilitate ade | 2000000 | 2010-01-01 | 1 | Klamath District | Replace sub-standard distribution lines.
1700544 | 002 | LAKE COUNTY CSA 7 - BONANZA SPRINGS | M | 20 | C | 375 | System needs a capacity analysis and master plan to comply with Lake County General Plan. Current deficiencies include extremely high turbidity in the source water. | Conduct capacity analysis and develop master plan, study possibility of consolidation with Loc Lomand water system. | 50000 | 1998-01-01 | 3 | Mendocino District
1700544 | 004 | LAKE COUNTY CSA 7 - BONANZA SPRINGS | M | 20 | C | 375 | This project will provide an additional 100,000 gallon storage tank for the water system serving County Service Area #7. The water storage tank will provide additional availability of drinking water and fire flow for the Bonanza water System customers.HE | The project will include the construction of a seismically engineered foundation, an anchored 100,000 gallon bolted steel tank, pipes and controls to connect to the Bonanza Springs water system. | 400000 | 2010-01-01 | 3 | Mendocino District | 100,000 Gallon Water Storage Tank
1700544 | 005 | LAKE COUNTY CSA 7 - BONANZA SPRINGS | M | 20 | C | 375 | This project will include the replacement of 400 ft. of undersized water main. The preliminary engineering report recommends a pipe upgrade will improve distribution and fire flow to the customers of Bonanza Springs.HEALTH BENEFITS include better distrib | 400 ft of 6" and 8" inch pipe will be installed to replace undersized portions of water main in the vacinity of Loch Lomond Road. | 75000 | 2010-01-01 | 3 | Mendocino District | Bonanza Water System Distribution System Upgrades
3700938 | 002 | YUIMA MUNICIPAL WATER DISTRICT IDA | M | 20 | C | 400 | Various pipe segments are very old and troublesome with many repairs per mile. Some will not support fire flows. | Replace 10,840' of main lines with CML/C or C900 PVC pipe. | 314300 | 1998-01-01 | 14 | San Diego District | Rehabilitation of distribution system
5301003 | 002 | LEWISTON PARK MWC | M | 20 | C | 450 | Problems:1. Source Capacity. Lewiston Park Mutual is supplied by groundwater wells year-round. However, they are unable to meet demand in the summer, and must supplement with surface water. California's drought and declining water table elevations ha | Addding a second storage tank (<100,000 gallons) would allow the water system to manage their source capacity problems in the summer time. Additional storage would also greatly benefit Lewiston's ability to manage fires.Cost Basis:Replacement 100K gallon | 205000 | 2010-01-01 | 1 | Klamath District | Lewiston Park Mutual Storage Tank
2310013 | 006 | POINT ARENA WATER WORKS | M | 20 | C | 465 | Installation of approximately 540 feet of 12" main line on Mill Street, Point Arena to replace a deteriorated section of 6" main line, which is over 60 years old. | Upgrade a 60 year old 540 foot section of the existing 6" main line to a 12" main line. This upgrade will increase the Fire flow protection of the City of Point Arena as well as secure the integrity of the infrastructure of the distribution pipes in that | 75900 | 2010-01-01 | 3 | Mendocino District | Water Mains
1210024 | 001 | WESTHAVEN C.S.D. | M | 20 | C | 490 | Low pressure in portion of distribution system. At times of high demand, pressure drops to below 20 psi. | Booster station and/or new main line. | 50000 | 1998-01-01 | 1 | Klamath District
1700568 | 004 | RIVIERA WEST MUTUAL WATER CO. | M | 20 | C | 500 | The clubhouse storage tank in the Riviera West MWC distribution system is in poor condition. Upon a site visit, immediate repairs were required by the Department to address a failing roof structure located in the Clubhouse Pressure Zone. There are repor | Replace two of the 60,000 gallon redwood storage tanks in the distribution system. | 200000 | 2010-01-01 | 3 | Mendocino District | Replace Redwood Storage Tanks
5400903 | 001 | TRACT 92 C S D | M | 20 | C | 500 | Feasibility StudyProblem Description:Tract 92 Community Service District provides water to the unincorporated area known as Union Addition. This unincorporated community consists of approximately 135 households and one church and is located Southeast | The proposed feasibility study would include an analysis of options to provide a reliable source of potable water for the Tract 92 CSD. The study would include the preliminary engineering necessary to evaluate the | 300000 | 2008-01-01 | 12 | Visalia District | Tract 92 CSD Feasibility Study
5400903 | 003 | TRACT 92 C S D | M | 20 | C | 500 | Tract 92 Community Service District provides water to the unincorporated area known as Union Addition. This unincorporated community consists of approximately 135 households and one church and is located | The proposed project would include the drilling of a water test well at a new site in the community. The results of the test well will be utilized to design and construct a new water production well. Th | 1000000 | 2008-01-01 | 12 | Visalia District | Tract 92 CSD Safe Drinking Water Project - new water source
5400903 | 005 | TRACT 92 C S D | M | 20 | C | 500 | Tract 92 Community Service District provides water to the unincorporated area known as Union Addition. This unincorporated community consists of approximately 135 households and one church and | The proposed project will include the replacement of the existing water distribution system including water mains and service connections. It is estimated that approximately 15,000 linear feet | 1000000 | 2008-01-01 | 12 | Visalia District | Tract 92 CSD Water Distribution Replacement Project
5410036 | 002 | LSID-STRATHMORE SYSTEM | M | 20 | C | 500 | WELL WATER CAPACITY AND AVAILABILITY INADEQUATE DURING WINTER MONTHS-AS BACKUP SUPPLY | MANIFOLD DISTRICT GROUND WATER WELLS TO INCREASE CAPACITY AND YIELD. OTHER - DESIGN AND CONSTRUCTION | 100000 | 1999-01-01 | 12 | Visalia District
4500195 | 003 | STARLITE PINES MUTUAL WATER CO INC | M | 20 | C | 510 | Reservoir aged and repairs are required every year. System not fulfilling Section 64560(a)(6) (minimize the effects of structural failure) of the Waterworks Standards. | Repair complete reservoir to provide the reliability required by the Waterworks Standards. | 10000 | 1998-01-01 | 2 | Lassen District
1909006 | 002 | WEST VALLEY COUNTY WATER DISTRICT | M | 20 | C | 530 | This system has two wells. Well 3 is active and yields adequate water to supply current demand. Well 1 is inactive and unavailable due to Arsenic MCL exceedance. Well 1 is also more than 40 years old and does not provide adequate water to meet demands.Thi | We propose 3 possible alternatives for construction of a new water source that meets the Arsenic MCL and provides reliable water to meet system demand. The project will be based on the most cost effective solution.All project alternatives are based on the | 650000 | 2010-01-01 | 22 | Angeles District | Replacement Well
1909006 | 003 | WEST VALLEY COUNTY WATER DISTRICT | M | 20 | C | 530 | This is a sole source water system and the only active well does not have an emergency interconnection or alternative power supply. If well 3 fails or loses power, the system does not have drinking water. | We propose to install a generator capable of providing backup power for our existing sole operating well. One ~ 200 kW Diesel generator, including switchgear and accessories on site at well #3. Security fencing is currently in place. | 60000 | 2010-01-01 | 22 | Angeles District | Backup Well power source
1710011 | 002 | BUCKINGHAM PARK WATER DISTRICT | M | 20 | C | 580 | Compliance order 02-03-04C0-001 dated July 21, 2004 cited the District's insufficient treatment and storage capacity to adequately, dependably and safely serve it's 425 customers pursuant to Section 64562, Chapter 16, Title 22 of the California Code of Re | Construction of a 170,000 gallon +/- clearwell/storage tank and backup/standby power generators at both the District's treatment facility and it's distribution pump station, which will help alleviate both the District's insufficient treatment and storage | 763000 | 2010-01-01 | 3 | Mendocino District | Clearwell Expansion, Treatment & Distribution site backup power generation
1710019 | 003 | LAKE COUNTY CSA 6 - FINLEY | M | 20 | C | 590 | The Finley water system serves customers within County Service Area #6. Portions of the existing distribution system (Lands End area) are in need of replacement (upsizing) and dead ends (also Lands End area) require looping.HEALTH BENEFITS include a bett | This project will include approximatly 2,200 lineal feet of 8" C900 PVC pipe replacement within the Lands End development along Clear Lake. The project will include the replacement of water mains within the development and installing additional pipe to l | 350000 | 2010-01-01 | 3 | Mendocino District | Finley Water Distribution System Upgrade
5510033 | 001 | TUD-SCENIC VIEW/SCENIC BROOK | M | 20 | C | 625 | THE HEIGHT OF ONE OF THE TWO STORAGE TANKS NEEDS TO BE RAISED TO PROVIDE ADEQUATE STORAGE CAPACITY TO MEET PEAK SYSTEM DEMANDS. | EXTEND THE HEIGHT OF THE SHORT TANK. ALSO CONSOLIDATE THIS SYSTEM WITH THE APPLE VALLEY AND PHOENIX LAKE PARK SYSTEMS. | 40000 | 2000-01-01 | 11 | Merced District | consolidation w Apple Valley and Phoenix Lake Park
5510033 | 002 | TUD-SCENIC VIEW/SCENIC BROOK | M | 20 | C | 625 | THE DISTRIBUTION SYSTEM ALONG THE UPPER END OF MIDLAND DRIVE HAS NUMEROUS LEAKS. | REPLACE THE DETERIORATED PIPELINE IN MIDLAND DRIVE. | 48500 | 1999-01-01 | 11 | Merced District | main replacement Midline Drive
5510033 | 003 | TUD-SCENIC VIEW/SCENIC BROOK | M | 20 | C | 625 | DURING PEAK PERIODS, THE WATER TREATMENT PLANT IS A MAXIMUM CAPACITY. | CONSTRUCT A PIPELINE TO INTERCONNECT WITH THE APPLE VALLEY SYSTEM AND DRILL A NEW WELL. | 60000 | 1998-01-01 | 11 | Merced District | main to intertie w Apply Valley ws
5510033 | 005 | TUD-SCENIC VIEW/SCENIC BROOK | M | 20 | C | 625 | THE CINDER BLOCK TREATED WATER STORAGE TANK IS ON THE VERGE OF COLLAPSE. | CONSTRUCT A 200,000 GALLON STEEL STORAGE TANK. | 142000 | 1998-01-01 | 11 | Merced District | replace water storage tank
5510033 | 007 | TUD-SCENIC VIEW/SCENIC BROOK | M | 20 | C | 625 | Capacity shortfalls are experienced during peak demands in the Scenic View, Mono Village, and Sonora systems. | Construct a new SWTP to serve the Scenic View, Mono Village, and Sonora systems. | 10825000 | 2007-01-01 | 11 | Merced District | New SWTP
5510033 | 008 | TUD-SCENIC VIEW/SCENIC BROOK | M | 20 | C | 625 | The District owns and operates 14 water treatment plants (WTP) that serve 13,000 treated water customers. The majority of these WTPs are of limited treatment capacity and capability. There are an excessive number of water treatment plants for the numbe | The District owns a parcel of land that is adequate for the construction of a surface water treatment plant that could meet the needs of existing customers, committed parcels and existing residents of the community. The proposed project would provide for | 5342625 | 2008-09-01 | 11 | Merced District | Phoenix Water Treatment Plant
3200148 | 001 | Feather River RV and MHP | M | 20 | C | 700 | Valves and pipes need replacement where damaged or stressed from age. Shutoff valves inadequate. | Shut down entire system and install pipes where needed and valves where necessary. | 15000 | 1999-01-01 | 2 | Lassen District
3610023 | 002 | GREEN VALLEY MWC | M | 20 | C | 700 | This project is for the purpose of water distribution system replacement. The project covers replacement of aspestos cement (a.c.) pipe that is approximatly 45 years old. Much of the distribution system is substandard in size 4 inch diameter and does not | Project is to replace existing 45 year old aspestos cement pipe distribution system with minimum standard of 6 inch or greater (as needed) of PVC C-900 pipe. Included in this project will be the replacement of metered service line replacement for domesti | 5000000 | 2008-01-01 | 13 | San Bernardino District | Replacement of 45 year old AC pipeline with PVC (2007)
0410009 | 001 | DEL ORO WATER CO.-MAGALIA | M | 20 | C | 707 | Water shortage. Degradation of water quality. | Will be alleviated with the current construction of an intertie and new storage tank. | 376000 | 1998-01-01 | 21 | Valley District
4510015 | 001 | DEL ORO WATER CO.-JOHNSON PARK | M | 20 | C | 760 | System does not meet CA Waterworks Standards for water pressure, line size, and line looping | New 12" and replace 6" & 8" water mains, new 50 MG tank, new 10 HP booster facility, replace well pumps, emergency generator | 3900000 | 2004-01-01 | 2 | Lassen District | Source, storage, & distribution
2400172 | 003 | Sandy Mush Detention Center | M | 20 | C | 800 | Arsenic levels in all three ground water wells that serve the County's juvenile justice and adult correctional facilities currently range from 15 ppb to 49 ppb. These levels exceed the Federal Maximum Contaminant Level (MCL) for arsenic, which was lowere | The project will provide an additional arsenic treatment vessel to assure un-interrupted reduction of arsenic concentrations in the drinking water to acceptable levels, in compliance with the Federal and/or State MCL, whichever is more stringent. Current | 375000 | 2010-01-01 | 11 | Merced District | Merced County Correctional Complex Arsenic Treatment Project
1010030 | 001 | TRANQUILLITY IRRIGATION DIST | M | 20 | C | 820 | THE SYSTEM'S RELIABILITY NEEDS TO BE IMPROVED BY THE REPAIR OF TWO WELLS, CONSTRUCTION OF A NEW WELL, REPAIR OF STORAGE TANK AND INSTALLATION OF A NEW STORAGE TANK AND CHLORINATION SYSTEM. | REPAIR WELLS NOS. 4 AND 5, CONSTRUCT NEW WELL NO. 6, IMPROVE TELEMETRY SYSTEM, REPAIR EXISTING ELEVATED STORAGE TANK, INSTALL NEW CHLORINATION SYSTEM, AND INSTALL A NEW STORAGE TANK. | 570000 | 1998-01-01 | 23 | Fresno District
1010030 | 003 | TRANQUILLITY IRRIGATION DIST | M | 20 | C | 820 | Total coliform violations attributed to build up of sulfate reducing bacteria in approximately 5 miles of asbestos cement pipelines in town. | Remove existing asbestos cement pipelines and replace with PVC pipe. | 2000000 | 2005-01-01 | 23 | Fresno District | Pipeline Replacement
1010042 | 001 | MALAGA COUNTY WATER DISTRICT | M | 20 | C | 900 | PROBLEM LONG DEAD END LINES. INABILITY TO SERVE PEAK FLOW | LOOP THE SYSTEM. OTHER - DESIGN AND CONSTRUCT | 875000 | 2005-01-01 | 11 | Merced District | Loop Distribution System
1010042 | 004 | MALAGA COUNTY WATER DISTRICT | M | 20 | C | 900 | LACK OF AVAILABLE STORAGE TO MEET PEAK AND FIRE FLOW | INSTALL NEW 750,000 GALLON WATER STORAGE TANK. OTHER - DESIGN AND CONSTRUCTION | 750000 | 2005-01-01 | 11 | Merced District | New Storage Tank
2700511 | 001 | NORMCO WC | M | 20 | C | 928 | System needs standby generator, two sets of disinfection equipment, and two pumphouses. | Acquire and install all of the above. | 90000 | 1998-01-01 | 5 | Monterey District
3910009 | 002 | SAN JOAQUIN COUNTY - THORNTON | M | 20 | C | 957 | Continuing source water bacteriological failures (total coliform) at Well No. 2 in Thornton. | Construct replacement well including engineering, feasibility study, environmental and property acquisition. | 881550 | 2002-01-01 | 10 | Stockton District | Replacement well (2001)
1210017 | 004 | MANILA COMMUNITY SERVICES DIST. | M | 20 | C | 1000 | Our current storage capacity is 100,000 gallons, but according to Department of Public Health's (DPH) 2005 annual report, by Ronnean Lund December 8th, 2005, we are well below DPH's recommended standards for water storage capacity. According to Craig Buna | In order to meet the State's mandated compliance and prepare for expected growth of the community, the District proposes an additional 100,000 gallon storage tank of concrete construction with additional piping from the booster pump station and the existi | 250000 | 2010-01-01 | 1 | Klamath District | H2O Storage Tank Addition Sept. 2009
1710018 | 005 | LAKE COUNTY CSA 2 - SPRING VALLEY | M | 20 | C | 1018 | Quantity of water supply is inadequate during peak demand periods. | Increase storage and distribution facilities to improve delivery during high demand periods. | 1500000 | 2007-01-01 | 3 | Mendocino District | Improve Storage and Distribution Facilities
1710018 | 006 | LAKE COUNTY CSA 2 - SPRING VALLEY | M | 20 | C | 1018 | In 2006, the Lake County Special Districts Administration investigated the Spring Valley Water System's distribution system. This project implements recommended improvements outlined in the Hydraulic Analysis Report. Improvements include looping areas o | The distribution improvement project includes:Installing a new pipe to create a loop between Quail Trail and Spring Valley Road;Installing a pipe on New Long Valley Road to create a loop between Pawnee Trail and Spring Valley Road;Increase pipe diameter a | 2000000 | 2010-01-01 | 3 | Mendocino District | Spring Valley Water Distribution System Upgrades
1710018 | 007 | LAKE COUNTY CSA 2 - SPRING VALLEY | M | 20 | C | 1018 | This project is to provide needed additional 100,000 gallons of water storage for the Spring Valley Water System. The additional storage will provide for Peak Day Demand and fire flow, well into the future.HEALTH BENEFITS include and adequate supply of d | The project will include the construction of an seismically engineered concrete tank foundation, a 100,000 gallon bolted steel storage tank anchored to the foundation, piping and controls to connect to the existing distribution system. | 450000 | 2010-01-01 | 3 | Mendocino District | 100,000 Gallon Water Storage Tank
1710018 | 008 | LAKE COUNTY CSA 2 - SPRING VALLEY | M | 20 | C | 1018 | Spring Valley experiences periods of commercial line power interruptions. The water treatment facility only operates when power is avaiable. Power outtages have occured during peak demand periods, requiring the use of portable generators from outside th | This project will include the construction of a concrete pad, the purchase and installation of a 175kW propane fired emergency generator, and necessary switchgear and wiring. It is intended to locate install the emergency generator within and as close to | 125000 | 2010-01-01 | 3 | Mendocino District | Spring Valley Water Treatment Facility Standby Emergency Generator
1010049 | 002 | BIOLA COMMUNITY SERVICES DIST | M | 20 | C | 1200 | According to a draft revision of the Waterworks Standards submitted to the State for review on February 1, 2001, water systems must be designed to provide a minimum pressure of 30 psi throughout the distribution system at all times (except under fire flow | In order to address its flow demands and lack of water storage capacity, the District proposes the addition of a nominal 750,000 gallon water storage tank, along with an appropriate booster pumping station, instrumentation and controls, and security upgra | 2900000 | 2010-01-01 | 23 | Fresno District | Water Storage Tank, Booster Pump Station, and Control/Safety Improvements
1010049 | 003 | BIOLA COMMUNITY SERVICES DIST | M | 20 | C | 1200 | In January 2008, the District of Biola completed an Infrastructure Rehabilitation Feasibility Study that found a need to upgrade existing, deteriorating pipelines to 8'' and 10'' PVC piping. In the north and south sides of town, the water line network is | Given the Feasibility Study's findings, the Distrist proposes upgrading the existing and old asbestos cement pipelines to PVC pipe and increasing the diameter to 8'' or greater, as appropriate. Also, the District proposes upgrading a main line that runs | 1500000 | 2010-01-01 | 23 | Fresno District | Water Distribution System Improvements
1010049 | 004 | BIOLA COMMUNITY SERVICES DIST | M | 20 | C | 1200 | The District of Biola's primary domestic drinking water well - Well 3 - was drilled in 1978. Its head motor is an electric Floway DWT with 100 horsepower and a capacity of 1200 gallons per minute. Well 3 is currently the primary well and runs continuous | Energy-efficient motors are 2% to 8% more efficient than standard motors like Biola's current Well 3 motor. It is estimated that pump motors account for up to 90% of energy costs in water distribution systems, with the lifetime energy costs to run a cont | 350000 | 2010-01-01 | 23 | Fresno District | Energy-Efficient and Reliability Retrofitting of Water Well Pump/Motor
4910003 | 001 | PENNGROVE WATER COMPANY (PUC) | M | 20 | C | 1200 | No storage. | Add 1 MG tank to adjacent system and consolidate. | 1750000 | 1998-01-01 | 18 | Sonoma District
1010020 | 001 | LATON COMMUNITY SERVICES DISTRICT | M | 20 | C | 1236 | EXISTING DISTRIBUTION SYSTEM ON LATONIA AND ARMSTRONG AVENUES IS OLD STEEL PIPE AND IS UNDERSIZED. | REPLACE EXISTING LINE WITH A NEW 8" PVC LINE AND RECONNECT SERVICES. | 163000 | 1998-01-01 | 23 | Fresno District
1010020 | 002 | LATON COMMUNITY SERVICES DISTRICT | M | 20 | C | 1236 | THE TWO ACTIVE WELLS ARE LOCATED ON THE SAME SIDE OF TOWN AND CAN NOT PROVIDE ADEQUATE WATER TO THE OTHER SIDE OF TOWN IN A RELIABLE MANNER. | CONSTRUCT A NEW WELL ON THE EAST SIDE OF THE SYSTEM. | 348000 | 1998-01-01 | 23 | Fresno District
1510011 | 001 | BUTTONWILLOW CWD | M | 20 | C | 1266 | INSUFFICIENT WATER FLOW FOR FIRE PROTECTION. NEED TO REPLACE THE EXISTING DISTRIBUTION LINES FOR PROPER WATER DELIVERY. | REPLACE 4" LINES WITH 8" LINES AND LOOP THE SYSTEM. OTHER - DESIGN AND CONSTRUCTION | 250000 | 1998-01-01 | 12 | Visalia District
1510011 | 003 | BUTTONWILLOW CWD | M | 20 | C | 1266 | Water well number #4 is contaminated with Arsenic at Maximum Contaminant Level (MCL) of 10 PPB. | The District proposes to install 1,300 feet of 10 inch water line to supply water from the Districts clean wells (#2 and #3) to blend with well #4s Arsenic contaminated water at wellsite #4. A blending station and a 0.5 MG storage tank will be installe | 780000 | 2007-12-01 | 12 | Visalia District | Buttonwillow Arsenic Mitigation Project
4710006 | 009 | MCCLOUD C.S.D. | M | 20 | C | 1300 | McCloud's Lower Elk Springhouse has multiple deficiencies that require renovation to address the potential for water supply contamination to both the Upper and Lower Elk spring water supply. A 2006 engineering study determined that the springhouse has me | Identified renovations necessary to protect this public water source include: Construct missing sections of the interior concrete retaining wall to keep the spring area intact. Uncover the spring inside the building by removing dirt over the existing Fre | 550000 | 2010-01-01 | 1 | Klamath District | Rehabilitation of Lower Elk Springhouse
4710006 | 010 | MCCLOUD C.S.D. | M | 20 | C | 1300 | The project is located in the northwestern section of the boundaries of the McCloud Community Services District. McCloud's company-owned mill town legacy includes deeded inheritance of approximately 12,410 linear feet of piping in this area of the water | Installation of a new water delivery system in the northwestern corner of the District's service area which includes approximately 12,410 linear feet of 6"-12" PVC pipe, two connections into the existing Phase 2 Bypass Pipeline system, three railroad cros | 4200000 | 2010-01-01 | 1 | Klamath District | Northwest Water Distribution System Replacement
1710022 | 005 | LAKE COUNTY CSA 20 - SODA BAY | M | 20 | C | 1342 | The Soda Bay Water Treatment Facility treats surface water from Clear Lake to drinking water standards for customers within County Service Area #20. Drinking water is stored in a network of water tanks spread out over the service area. Tanks 1, 2, 3, and | Construction of the 4 new tanks will include seismically engineered foundations, anchored 50,000 gallon bolted steel tanks, piping and controls to connect to the Soda Bay Water System. Security fencing will complete the construction. | 1000000 | 2010-01-01 | 3 | Mendocino District | Four (4) 50,000 Gallon Water Tanks
1210002 | 003 | CITY OF BLUE LAKE | M | 20 | C | 1500 | The City of Blue Lake receives treated potable water from the Humboldt Bay Municipal Water District. The City owns and operates the Booster Pump Station, which houses pumps, electrical controls, and an emergency chlorination system. The existing distribut | The City of Blue Lake’s 1999 Water System Capital Improvement Plan identified a number of necessary water system improvements to ensure the long term viability of reliable community water service. Currently, the operating system is not properly functionin | 720000 | 2010-01-01 | 1 | Klamath District | Blue Lake Water Distribution System Improvement Project
1210020 | 003 | FIELDBROOK GLENDALE C.S.D. | M | 20 | C | 1670 | Pressures in distribution system in Glendale area below 20 psi during high demands. | Booster pump near Korblex water tank. | 700000 | 2005-01-01 | 1 | Klamath District | Booster station to serve Glendale area
5410025 | 001 | WOODVILLE PUBLIC UTILITY DIST | M | 20 | C | 1678 | HOLE IN WELL CASING - WELL SANDING | DRILL NEW WELL | 300000 | 1998-01-01 | 12 | Visalia District
2410011 | 004 | LE GRAND COMM SERVICES DIST | M | 20 | C | 1700 | Le Grand Community Services DistrictWater pipeline replacement projectThe existing distribution system fo rthe district has about 5 miles of under sized or pipeline that has exceed the useful life of hte material. the District is seeing failures in the e | Le Grand Community Services DistrictWater pipeline replacement projectThe project would be to go through the district and replace the pipeline in those location that require an increase in size to provide additional preseure in the usage zone, add fire hy | 2640000 | 2010-01-01 | 11 | Merced District | Le grand Community Services District pipeline replacement project
2210001 | 002 | MARIPOSA PUBLIC UTILITY DIST | M | 20 | C | 2000 | EXCESSIVE WATER LEAKS IN THE WATER DISTRIBUTION SYSTEM. | REPLACE DETERIORATED WATER MAINS WITH NEW MAINS IN CONFORMANCE WITH THE CALIFORNIA WATERWORKS STANDARDS. | 1185000 | 1998-01-01 | 11 | Merced District | Replace Distribution system (1997)
0610001 | 001 | ARBUCKLE PUBLIC UTILITY DISTRICT | M | 20 | C | 2100 | Small main lines (1 1/2" and 2"). Low water pressure for domestic service. | Replace or install 2,300 feet of water main. | 125000 | 2002-01-01 | 21 | Valley District | Distribution system replacement (1997)
1710012 | 003 | COBB AREA COUNTY WATER DISTRICT | M | 20 | C | 2500 | Bolted steel tank, circa 1940, has obvious signs of metallurgic failure. | construct new storage tanks. | 94000 | 1998-01-01 | 3 | Mendocino District | Storage tank replacement (1997)
1710012 | 004 | COBB AREA COUNTY WATER DISTRICT | M | 20 | C | 2500 | Several areas of the District are served by steel pipe that has become less and less reliable due to its age. | Replace existing steel mains with pipes more impervious to corrosion. | 195000 | 1998-01-01 | 3 | Mendocino District | Distribution system replacement (1997)
1710007 | 003 | KELSEYVILLE CO WATERWORKS DISTRICT 3 | M | 20 | C | 2550 | There are currently eight (8) distribution system deficiencies totaling 21,300 lineal feet identified in this project. They each address improvements to capacity, supply, fire flow and maintaining a healthful water supply throughout the Kelseyville syste | Each of the identified projects involve replacing and upsizing the water main in the distribution system. Replacement pipe will be C900 PVC. Locating, trenching, replacing pipe, disinfection, re-establishing flow, fbackfilling and pavement restoration | 2060000 | 2010-01-01 | 3 | Mendocino District | Water Distribution System Upgrades
1710007 | 004 | KELSEYVILLE CO WATERWORKS DISTRICT 3 | M | 20 | C | 2550 | This project is the construction of a 200,000 gallon storage tank to serve the customers within the Kelseyville and County Waterworks District No. 3 water system. The tank will provide the additional storage needed to supply customer demand and fire flow. | The project will include site acquisition, rights of way, the construction of a seismically engineered foundation, an anchored 200,000 gallon capacity bolted stell tank, and the necessary piping and controls to supply the Kelseyville system. | 500000 | 2010-01-01 | 3 | Mendocino District | 200,000 Gallon Water Storage Tank
1510046 | 003 | LOST HILLS UTILITY DISTRICT | M | 20 | C | 2772 | More Sludge beds are needed at the existing Arsenic Treatment Facility to contain excess backwash produced by the treatment process. Currently the sludge beds available do no provide enough capacity limiting the effectiveness of the Arsenic Treatment Faci | Project Location:Site 1: Project will be located at the current Arsenic Removal Treatment Facility. Site is located at the northeast corner of Gun Club Road and McCombs Avenue in Kern County. The parcels associated with this site are APN 059-160-19 and AP | 474308 | 2010-01-01 | 12 | Visalia District | Arsenic Facility Improvements Project
1510046 | 004 | LOST HILLS UTILITY DISTRICT | M | 20 | C | 2772 | The existing water tank is constructed of a concrete slab on grade, bolted steel walls with a wooden roof system. The water system including the 2MG tank was donated to the District already in a state of disrepair. The District has since upgraded the wate | The proposed work on the 2MG will consist of draining the tank, replacing the existing series of interior roofing wood column supports with steel columns, sandblasting the interior tank wall surface, repair any suspect areas, re-coat the steel wall surfac | 901740 | 2010-01-01 | 12 | Visalia District | 2MG Water Storage Tank Upgrades and Rehabilitation
1510046 | 005 | LOST HILLS UTILITY DISTRICT | M | 20 | C | 2772 | The purpose of this proposed project is to replace and upgrade the existing old water pipelines in the Lost Hills community water distribution system. There are many 2-inch mains throughout the system, which do not meet current Kern County standards. The | The proposed project will replace and upgrade existing water pipelines and will be constructed in existing designated streets, alleys and dedicated rights-of-way. No acquisition of lands will be required.Proposed New ConstructionThe water system consists | 666731 | 2010-01-01 | 12 | Visalia District | Water System Improvements
1210012 | 003 | CITY OF RIO DELL | M | 20 | C | 3174 | The water Coinciding with the California governor’s goal of achieving a water use reduction of 20 percent per capita, the City of Rio Dell needs to upgrade approximately 2,350 linear feet of under-sized steel water distribution pipelines at several locati | The City of Rio Dell proposes to replace approximately 2,350 linear feet of 2-inch galvanized steel line with 6-inch PVC C-900 or HDPE pipeline. Waterlines on Ash Street, Birch Street, Monument Rd, Pacific Avenue and Elm Street are included in the projec | 425000 | 2010-01-01 | 1 | Klamath District | Undersized Water Distribution Pipeline Replacement Project - Various Locations
1210012 | 004 | CITY OF RIO DELL | M | 20 | C | 3174 | The City of Rio Dell installed a new 8-inch and 6-inch water main distribution line on the West end of Riverside Drive to replace an existing deteriorated 4-inch steel waterline as part of a past waterline rehabilitation project, however, the City did not | The City of Rio Dell proposes to install 24 – 1-inch PVC C900 lateral service lines to residences on Riverside Drive in Rio Dell and tie the new waterline into the existing distribution system. Connecting water service laterals to residences also include | 78000 | 2010-01-01 | 1 | Klamath District | Service Line Replacements on Riverside Drive
1210012 | 005 | CITY OF RIO DELL | M | 20 | C | 3174 | Coinciding with governor’s goal of achieving a water use reduction of 20 percent per capita, the City of Rio Dell needs to upgrade approximately 1,500 linear feet of the under-sized water distribution pipeline that provides service to the residents living | The City of Rio Dell proposes to replace approximately 1,500 linear feet of 2-inch galvanized steel line with 6-inch PVC C-900 or HDPE pipeline located on Monument Road. The project also includes connections to the existing system, new valves, and new se | 255000 | 2010-01-01 | 1 | Klamath District | Waterline Replacement on Monument Road
1610001 | 005 | ARMONA COMMUNITY SERVICES DIST | M | 20 | C | 3239 | Currently, there is insufficient water supply to meet the peak demands of the community at appropriate water pressure. | Install new water storage tank at Well Site No. 2. | 500000 | 2005-01-01 | 12 | Visalia District | Additional Water Storage Tank
0510003 | 003 | ANGELS, CITY OF | M | 20 | C | 3441 | Substandard 35 year old 10" diameter steel main serving City of Angel. Multiple leaks | Replace 3750 linear feet of 10" diameter steel main with 10" diameter C900 main. | 298375 | 2000-01-01 | 10 | Stockton District | Pipeline replacement (1999)
1310003 | 003 | GSWC, CALIPATRIA | M | 20 | C | 4040 | Currently, the Niland Water System is supplied by a single, 3mile long pipeline from Calipatria to Niland. A secondary feed is needed to provide redundancy in the system and an extra supply line in case of emergency failure of the existing supply line. | Project Scope includes approximately 5400 feet of 12 inch pipeline, including all trenching, backfill, paving, valves, and appurtenances. The estimated completion date for the plans is June 2009 and the estimated construction start date will be in Septem | 644741 | 2010-01-01 | 14 | San Diego District | GSWC-Calipatria System-Secondary Feed to Niland
2410002 | 005 | DOS PALOS-CITY | M | 20 | C | 4417 | City of Dos PlaosWater distribution replacement projectThe water distribution system for the community has been installed over several years and has several areas of leaks through out the system. The aging pipeline material and high groundwater contribut | City of Dos PalosWater Distribution system replacement projectThe replacement of large section of distributionpipeline will significantly reduce the present issue of laekage and break withint he existing sytem. The new main pipelines will be sized to hav | 10560000 | 2010-01-01 | 11 | Merced District | Water distribution replacement project
1910072 | 002 | GSWC - WILLOWBROOK | M | 20 | C | 4514 | UNDERSIZED PIPES (<4") THAT DO NOT COMPLY WITH WATERWORKS STANDARDS | REPLACE WATER MAINS IN CRITICAL AREAS | 100000 | 1998-01-01 | 15 | Metropolitan District | Distribution system rehabilitation
3610009 | 001 | BIGHORN - DESERT VIEW WATER AGENCY | M | 20 | C | 5000 | Need to identify water quantity and quality information to serve potential development and establish needed capital projects to meet that need. | Prepare a water resource plan | 300000 | 2006-01-01 | 13 | San Bernardino District | Planning for BDV Water Agency
3310048 | 001 | COACHELLA VWD: I.D. NO. 8 | M | 20 | C | 5132 | Old deteriorating water mains installed in the 1950's are routinely leaking and or breaking. | Replace distribution pipelines to prevent contamination caused by leaks or breaks in the pipelines. In addition, extend and loop distribution pipelines to eliminate dead end lines per CA Water Works Standards, Chapter 16. | 1000000 | 2003-01-01 | 20 | Riverside District
1710004 | 003 | LAKEPORT, CITY OF | M | 20 | C | 5200 | Diminishing water production capacity, low water pressures. | Provide additional water production facilities and upsize lines. | 5300000 | 1998-01-01 | 3 | Mendocino District
1710004 | 004 | LAKEPORT, CITY OF | M | 20 | C | 5200 | The SCADA (Supervisory Control and Data Acquisation) is a large component in the operation of the surface water treatment plant. It is designed to automatically control water treatment and alarm notification functions. However, the system is antiquated | The SCADA and telemetry systems will be replaced with a modern and fully functional system. New hardware and software will be purchased and installed at the water plant and at locations within the water distribution system. Professional customization wi | 500000 | 2010-01-01 | 3 | Mendocino District | SCADA Control and Communication System Replacement
1710004 | 005 | LAKEPORT, CITY OF | M | 20 | C | 5200 | City water distribution system is in desperate need of rehabilitation and replacement. Existing water mains and appurtenances are as old as 80 years in some locations, made of pourous and decaying material. Potable water loss in the system is estimated | Replace existing 6" main w/ 10" or parallel w/ 8" along Martin Street between Russell and Bevin's;Wet well improvements at treatment plant;Replace water system Profibus telemetry system;Replace existing 6" main with 10" or parellel with 8" along Hartley f | 2550000 | 2010-01-01 | 3 | Mendocino District | Water Distribution System Rehabilitation and Replacements
4110010 | 009 | MONTARA WATER AND SANITARY DISTRICT | M | 20 | C | 5412 | Reservoir rehabilitation. | Replace school house tank ,rehab Alta Vista tank, repair or replace Potola tank. | 1550000 | 1998-01-01 | 17 | Santa Clara District | Reservoir rehabilitation (1997)
4110010 | 020 | MONTARA WATER AND SANITARY DISTRICT | M | 20 | C | 5412 | Alta Vista Water Treatment Plant requires improvements for system reliability. | Alta Vista water treatment plant | 250000 | 1998-01-01 | 17 | Santa Clara District | Alta Vista WTP improvements (1997)
4110010 | 047 | MONTARA WATER AND SANITARY DISTRICT | M | 20 | C | 5412 | Pillar Ridge Mobile Home Park (Pillar Ridge) is a small mobile home community located in Moss Beach, California, in the Montara Water and Sanitary District's (MWSD) service area. Pillar Ridges currently operates its own water system consisting of 3 groun | This project will support consolidation of the Pillar Ridge disadvantaged community water system with the MWSD public water system. Since there is an existing operational permanent connection between the two water systems, only minor improvements are req | 450000 | 2010-01-01 | 17 | Santa Clara District | Consolidation of the Pillar Ridge Mobile Home Park Water System
1910084 | 004 | MAYWOOD MUTUAL WATER CO. #1 | M | 20 | C | 5500 | Maywood Mutual water Company is a small system with only 3 employees to work the system. We do maintenance and repairs when needed. We do not have no night shift to watch the water system after hours even doe we always have on call personnel for emergence | Maywood Mutual water Company is a small system with only 3 employees to work the system. We do maintenance and repairs when needed. We do not have no night shift to watch the water system after hours even doe we always have on call personnel for emergence | 210000 | 2010-01-01 | 16 | Central District | Updated plant and system electrical components
1910084 | 005 | MAYWOOD MUTUAL WATER CO. #1 | M | 20 | C | 5500 | Install new 8 inch water main along Maywood Avenue on the west end of our water system; to eliminate the dead end areas. This project will improve circulation of the water supply and stop the constant need to be flushing the area to remove sedement in the | Install new 8 inch water main along Maywood Avenue on the west end of our water system; to eliminate the dead end areas. This project will improve circulation of the water supply and stop the constant need to be flushing the area to remove sedement in the | 612500 | 2010-01-01 | 16 | Central District | Dead end water main replacement (2009)
1910084 | 006 | MAYWOOD MUTUAL WATER CO. #1 | M | 20 | C | 5500 | Pigging the pipeline of approximately 60,000 feet of cast iron water pipeline throughout the water system.The pipeline seems to be in good shape expect for the tubercular corrosion that has formed in the pipeline. The tubercle knobs inside the pipeline ha | Pigging the water mains of approximately 60,000 feet of cast iron water pipeline throughout the water system.The pipeline seems to be in good shape expect for the tubercular corrosion that has formed in the pipeline. The tubercle knobs inside the pipeline | 4000000 | 2010-01-01 | 16 | Central District | Cleaning Piping and Reline water mains (2009)
1910084 | 007 | MAYWOOD MUTUAL WATER CO. #1 | M | 20 | C | 5500 | Well #3 was drilled in 1943 and our well #4 was drilled in 1950 according to records in our office. Both wells are needed for redundancy and to supply water to our customers.These wells have past the useful life of a well and may fail soon. It is importan | Hire a drilling company to find a clean source in the aquifer and engineer the well to meet the needs of the community.Drill well and put in operation on a rotating basis.If new well is iron and manganese free it will become are primary water well. If the | 1250000 | 2010-01-01 | 16 | Central District | Drill New Well #5
1910084 | 008 | MAYWOOD MUTUAL WATER CO. #1 | M | 20 | C | 5500 | We have about 400 Valves that have been there since 1920's and 30's.Many of these valves do not shut down properly and many leak for weeks or months when they are exercised.We have found under size 4" inch valves connected to 6" inch pipeline giving us fl | Replace all valves within our system to properly shut down any area that may need repairs without having to shut down several blocks to make these repairs. This will prevent any backflow problems that may occur and any low water pressure when hydrants or | 1500000 | 2010-01-01 | 16 | Central District | Replacement of old and undersize gate valves
1910084 | 010 | MAYWOOD MUTUAL WATER CO. #1 | M | 20 | C | 5500 | Here are some facts about our tank that needs repair and updating.a) Our 500,000 gallon tank (small tank) measures 36 feet diameter by 70 feet tall, built in 1965.b) All the anchors on the tank have been stretch or broken, due to past earth | Tearing down the old water tank and rebuild a new tank will provide a secure source of clean water to our customers. The area is densely populated during the day time hours with 4 public schools serving over 8000 students, 2 shopping areas, 3 strip malls, | 2500000 | 2010-01-01 | 16 | Central District | Water Tank Replacement (2009)
1910084 | 011 | MAYWOOD MUTUAL WATER CO. #1 | M | 20 | C | 5500 | Slauson Avenue has old 4 inch cast iron pipes that were laid back in the 1920's and 30's these pipes run under the sidewalk of the major business district of the City of Maywood. These pipes have old lead chalking to prevent leakage are undersize and must | These pipes need replacement because of the location of the pipes and condition of the pipes. Cookies have been cut and they have heavy tubercle and manganese buildup within the pipes. Because of the size and location of these undersize pipes and fire pro | 2000000 | 2010-01-01 | 16 | Central District | Remove 4 inch water mains and upgrade system on Slauson
2310006 | 005 | MILLVIEW COUNTY WATER DISTRICT | M | 20 | C | 5500 | The Millview County Water District backbone main, routed along North State Street, Consists of pipelines that vary in diameter from 4 to 12 inchs. A large majority of the mainlines are of asbetos-cement construction. The inadequate size of the pipeline re | The project will replace approximately 4,800 feet of asbestos cement pipe with 16 inch C-900, replacement of the existing 3 and 4 inch warf type fire hydrants and service lines. | 1250000 | 2010-01-01 | 3 | Mendocino District | N. State St. Pipeline Project
4910004 | 004 | SWEETWATER SPRINGS CWD - GUERNEVILLE | M | 20 | C | 6000 | Water outage during power outages due to communication failure between sites. Leaky, old, undersized pipe | Construct 120,000-gallon storage tank, hydropneumatic booster station with emergency power connection. Install 4,000 ft of 6-inch water main. | 1000000 | 2007-01-01 | 18 | Sonoma District | Project 1
4910004 | 005 | SWEETWATER SPRINGS CWD - GUERNEVILLE | M | 20 | C | 6000 | No emergency power, limited storage, no telemetry; leaky, old, undersized mains. | Install redundant pumps, emergency generator, and SCADA; Install 1,700 feet of 6-inch water main. | 565000 | 2008-01-01 | 18 | Sonoma District | Project 2
4910004 | 006 | SWEETWATER SPRINGS CWD - GUERNEVILLE | M | 20 | C | 6000 | Leaky, old undersized water mains. | Install and replace 6000 feet of distribution main. | 1121000 | 2009-01-01 | 18 | Sonoma District | Project 3
4910004 | 007 | SWEETWATER SPRINGS CWD - GUERNEVILLE | M | 20 | C | 6000 | Old, leaky, undersized main | Install and replace distribution mains. | 1014000 | 2010-01-01 | 18 | Sonoma District | Project 4
4910004 | 008 | SWEETWATER SPRINGS CWD - GUERNEVILLE | M | 20 | C | 6000 | Leaky, old undersized water mains. | Install and replace 5,000 feet of water main. | 838000 | 2011-01-01 | 18 | Sonoma District | Project 5
4910004 | 009 | SWEETWATER SPRINGS CWD - GUERNEVILLE | M | 20 | C | 6000 | Leaky, old, undersized distribution mains | Install and replace 6,000 feet of distribution main. | 1121000 | 2011-01-01 | 18 | Sonoma District | Project 6
1510020 | 001 | TEHACHAPI, CITY OF | M | 20 | C | 7218 | PRESSURE FLUCTUATION HIGH END OF THE SYSTEM | INSTALL 250,000 GALLON HOLDING TANK. OTHER - DESIGN AND CONSTRUCTION | 180000 | 1998-01-01 | 19 | Tehachapi District
1510020 | 002 | TEHACHAPI, CITY OF | M | 20 | C | 7218 | LACK OF EMERGENCY POWER | INSTALL EMERGENCY GENERATOR - PINION WELL | 47000 | 1998-01-01 | 19 | Tehachapi District
1510020 | 003 | TEHACHAPI, CITY OF | M | 20 | C | 7218 | NUMEROUS SERVICE LINE FAILURES IN OLDER SECTIONS OF THE CITY | REPLACEMENT OF FAILING SERVICE LINES | 1647500 | 1998-01-01 | 19 | Tehachapi District
1510020 | 004 | TEHACHAPI, CITY OF | M | 20 | C | 7218 | LACK OF BACKUP BOOSTER CAPABILITIES FROM WELLS TO STORAGE | INSTALL SECONDARY BOOSTER PUMP | 30000 | 1998-01-01 | 19 | Tehachapi District
1510020 | 005 | TEHACHAPI, CITY OF | M | 20 | C | 7218 | INABILITY TO TRANSFER WATER FROM PINION WELL TO STORAGE TANKS | INSTALL 2,000' OF 10" PIPE FROM PINION WELL TO CURRY STREET STORAGE TANK. OTHER - DESIGN AND CONSTRUCTION. | 66400 | 1998-01-01 | 19 | Tehachapi District
1510045 | 009 | GOLDEN HILLS CSD | M | 20 | C | 7434 | The Golden Hills Community Services District (District) is located in the Tehachapi Mountains in Kern County, 40 miles east of Bakersfield. The District has a Median Household Income (MHI) of $48,047 (which is 3 percent higher than the Disadvantaged Comm | The project consists of the installation of a new 400 gpm production well to replace the Iriart Well. The proposed well would be located on land owned by the Tehachapi Cummings County Water District (TCCWD). Based on existing hydrogeologic information t | 240000 | 2010-01-01 | 19 | Tehachapi District | Well Replacement Project
1910160 | 003 | TRACT 349 MUTUAL WATER CO. | M | 20 | C | 7500 | Tract 349 Mutual Water Company water system has no back up power in the event of power loss in the area. There will be loss of water pressure in the distribution system that may affect water quality, firefighting capability and customer complaint. It will | Procure diesel fueled Emergency Generator and necessary controls and install it on site at 4630 Santa Ana Street facility. The Emergency Generator shall be housed in a secured enclosure to protect it from theft, vandalism and sheltered it from the weather | 160000 | 2010-01-01 | 7 | Hollywood District | Emergency Generator and Controls for Emergency Power
1910160 | 004 | TRACT 349 MUTUAL WATER CO. | M | 20 | C | 7500 | All gate valves with conventional packing in the distribution system are leaking due to old age, broken packing or missing stuffing box bolts and nuts, cracked and deteriorated follower plates and bent stems. These problems with the gate valves prevent us | In order to repair the leaking valves, the street where the valves are located are to be excavated to exposed the valves. Special stainless steel T-bolts shall be fabricated to replace the existing deteriorated T-bolts. Any cracked and deteriorated follow | 270000 | 2010-01-01 | 7 | Hollywood District | Repair and or Rehabilitate Leaking Distribution System Valves.
1910160 | 006 | TRACT 349 MUTUAL WATER CO. | M | 20 | C | 7500 | Tract 349 Mutual Water Company have no emergency water intertie connection to the City of South Gate. | Install an 8" diameter pipeline from and to existing water lines at both water system, fitted with valves and and two way water meter. The water meter shall be located inside a vault located in a secured area. | 220000 | 2010-01-01 | 7 | Hollywood District | Install Emergency Water Intertie Connection
3610031 | 001 | MUSCOY MWC NO. 1 | M | 20 | C | 7500 | Old transmission lines | Replace transmission lines | 637715 | 1998-01-01 | 13 | San Bernardino District
3610031 | 002 | MUSCOY MWC NO. 1 | M | 20 | C | 7500 | Well 1 does not meet state standards, structure subject to vandalism | Rehabilitate well and block wall | 90000 | 1998-01-01 | 13 | San Bernardino District
5410020 | 007 | WOODLAKE, CITY OF | M | 20 | C | 7524 | Our 500,000 gallon water storage tank (city has only one) has been determined (by an outside engineering firm) to be in danger of collapse. Portion of their report states It is this engineers preliminary assessment that the steel tank is in a state of p | The Citys contract Engineering firm has determined that enough surface area at the project site (a hill) will allow for the construction of a 500,000 gallon tank adjacent to the existing tank. Preliminary design has concluded that a retaining wall must b | 1500000 | 2007-01-01 | 12 | Visalia District | Woodlake Water Tank
1510038 | 001 | BEAR VALLEY CSD F | M | 20 | C | 7534 | water availability is in becomming questionable and will be in serious condition if a critical well is lost. We have an additional high production well available but it must be developed to drinking water status,(it is currently an unused agricultural wel | This agricultural well that we own is also rated for drinking water applications but is not connected to our system. It is powered by a diesel pump out in a leased ag. fiel and needs to be repowered to an electric pump. Well pump needs to be pulled, the w | 300000 | 2010-01-01 | 19 | Tehachapi District | Well CV #6
4510016 | 001 | CLEAR CREEK CSD-ANDERSON | M | 20 | C | 8000 | No alternate source of water for emergency. Deadend lines need to be looped to fulfill Section 64560(a)(6) (minimize the effects of equipment failure) and Section 64626 (layout of water mains) of the Waterworks Standards. | Drill new well and loop deadend lines to provide the reliability required by the Waterworks Standards. | 850000 | 1998-01-01 | 2 | Lassen District
1010026 | 001 | PINEDALE COUNTY WATER DISTRICT | M | 20 | C | 8495 | Some of the District's water mains are old and deteriorated. | Install new water mains and water meters. | 4650000 | 2007-01-01 | 11 | Merced District | Water Main Replacment
2410010 | 002 | WINTON WATER & SANITARY DIST | M | 20 | C | 8500 | The District has three wells. When the highest capacity well is offline the other two wells are not capable of providing maximum day demand as required by CCR Title 22, Chapter 16, Section 64554(c), and water pressures drop significantly, especially in t | A well casing has already been constructed. This project will include a new block wall building, site improvements, pumping and electrical equipment, standby diesel generator, connection to an existing water main, etc. Also included is a cellular based | 800000 | 2010-01-01 | 11 | Merced District | Well 17 Improvements
5510001 | 001 | TUD - SONORA/JAMESTOWN WATER SYSTEM | M | 20 | C | 10294 | INSUFFICIENT STORAGE DURING PEAK DEMAND PERIODS. | CONSTRUCT A 1 MILLION GALLON TREATED WATER STORAGE TANK. | 420000 | 1998-01-01 | 11 | Merced District
5510001 | 004 | TUD - SONORA/JAMESTOWN WATER SYSTEM | M | 20 | C | 10294 | MCKIBBIN DRIVE PIPELINE IS AN OLD WRAPPED STEEL PIPE THAT IS LEAKING. | REPLACE THE STEEL PIPE WITH A NEW PVC PIPE. | 52000 | 2001-01-01 | 11 | Merced District
2010001 | 001 | CHOWCHILLA CITY WATER DEPT | M | 20 | C | 10682 | UNDERSIZED AND OLD DETERIORATED 4" STL WATER PIPE THAT IS OVER 55 YRS OLD. SYSTEM FAILS TO MEET CURRENT STANDARD DOMESTIC AND FIREFLOW PRESSURES. | INSTALL 8" AND 12" PVC PIPE. LOOP THE SYSTEM WITH 12" MAIN CONNECTING TO THE WATER WELL. OTHER - DESIGN AND CONSTRUCTION | 335000 | 1999-01-01 | 11 | Merced District
2010001 | 002 | CHOWCHILLA CITY WATER DEPT | M | 20 | C | 10682 | DETERIORATED AND COLLAPSED CASING IN OPEN BOTTOM WELL, SHUT DOWN IN 1995. | CONCRETE SEAL EXISTING OPEN-BOTTOM WELL #5 THAT WAS ABANDONED DUE TO FAILURE IN 1995 AND DRILLED NEW WELL TO LARGER SIZE AND DEPTH TO PROVIDE REQUIRED DOMESTIC AND FIRE FLOWS TO SERVE EXISTING DEVELOPED AREA. OTHER - DESIGN AND CONSTRUCTION | 400000 | 1998-01-01 | 11 | Merced District
2010001 | 003 | CHOWCHILLA CITY WATER DEPT | M | 20 | C | 10682 | UNDERSIZED MAINS. SYSTEM FAILS CURRENT DOMESTIC AND FIRE FLOW REQUIREMENTS | REPLACE WITH 8" PVC PIPE. OTHER - DESIGN AND CONSTRUCTION | 200000 | 2000-01-01 | 11 | Merced District
2010001 | 004 | CHOWCHILLA CITY WATER DEPT | M | 20 | C | 10682 | UNDERSIZED AND DETERIORATED PIPE. SYSTEM FAILS DOMESTIC AND FIREFLOW PRESSURES. | INSTALL NEW 8" WATER PIPE LOOP AND REPLACE PIPE WITH 8" AND 10" PVC. OTHER - DESIGN AND CONSTRUCTION | 506000 | 2001-01-01 | 11 | Merced District
2010001 | 005 | CHOWCHILLA CITY WATER DEPT | M | 20 | C | 10682 | UNDERSIZED AND DETERIORATED 6" AND 8" PIPE. SYSTEM FAILS DOMESTIC AND FIREFLOW REQUIREMENTS | REPLACE PIPE WITH NEW 12" PVC MASTER LOOP SYSTEM FROM WELL #10. OTHER - DESIGN AND CONSTRUCTION | 557000 | 2002-01-01 | 11 | Merced District
2010001 | 006 | CHOWCHILLA CITY WATER DEPT | M | 20 | C | 10682 | When the City attempted to drill a new well on Chowchilla Blvd to provide water to the industrial area of the City, that well was dry. We chose to attempt to drill a new well on City owned property that was futher away from the area needed but, was thoug | Install approximately 1200 linear feet of 12 inch diameter pipe, valves and appurtenances in Truman Drive from well 5a to 15th street and proceed southeast on 15th to the point of connection . Restore trench paving. | 270000 | 2010-01-01 | 11 | Merced District | Truman Drive/15street Water Main
2010001 | 007 | CHOWCHILLA CITY WATER DEPT | M | 20 | C | 10682 | Much of the growth in the community has occured on the east side of town. The City acquired development fees to drill a new well in this area to provide a more reliable water supply. Testing of the area indicated that a good supply was available in this | Install a one million gallon storage tank, 1.5 miles of 12 inch pipeline, three booster pumps, standby generator, pump control equipment security fencing and other site improvements. | 1500000 | 2010-01-01 | 11 | Merced District | Installation of a 1 million Gallon Storage Tank and Main Lines
2010001 | 008 | CHOWCHILLA CITY WATER DEPT | M | 20 | C | 10682 | Recent agricultural development surrounding the City and the drought has caused a drop in the water table. Many of the older wells in the City are producing less water and are in danger of contamination. During the recent growth the City did collect dev | Drill and develope a production well (#14) on City owned property, install pumps, motors, motor control center, standby generator, automatic transfer switches, SCADA, pipe and appurtances. | 1200000 | 2010-01-01 | 11 | Merced District | Complete Well #14, Piping and Improvements
2010001 | 009 | CHOWCHILLA CITY WATER DEPT | M | 20 | C | 10682 | The mains in this area were installed during world war II and are constructed of steel. Over time they have deteriorated. We are experiencing frequent leaks and service interuptions. Due to our sandy soil conditions these leaks often go undetected for e | This project would consist of the installation of approximately 2600 linear feet of 8 inch water mains, valves and appurtenances, and 110 meter services including lines,valves,meters, and meter boxes. | 800000 | 2010-01-01 | 11 | Merced District | Replace Water Mains in the Presidential Streets
2010001 | 010 | CHOWCHILLA CITY WATER DEPT | M | 20 | C | 10682 | This well produced high levels of sand that destroyed the pumps. The City invested in an "Aqua Stream" device designed to create a water calming effect thus, eliminating the sanding issues. Although somewhat successful we are still unable to use the wel | This project consists of installing a smaller pump, throttling valve, chlorination equipment, piping and a flow meter. | 20500 | 2010-01-01 | 11 | Merced District | Well 6 improvements
0410011 | 001 | DEL ORO WATER CO.-PARADISE PINES | M | 20 | C | 11405 | Water shortage of 1,000 gpm. | Well exploration and development. | 500000 | 1999-01-01 | 21 | Valley District | New water source
0410011 | 002 | DEL ORO WATER CO.-PARADISE PINES | M | 20 | C | 11405 | Storage shortfall and Tanks #1 and #2 need rehabilitation. | Construction of 1.5 MG storage tank, and interior sandblasting and recoating plus exterior painting of Tanks #1 and #2. | 1017500 | 1998-01-01 | 21 | Valley District | New Storage Tank
5410006 | 001 | LINDSAY, CITY OF | M | 20 | C | 11450 | DISTRIBUTION PROBLEMS | CANAL SUPPLY LINE, 2.5 MG STORAGE TANKS, TWO NEW WELLS, INFRASTRUCTURE IMPROVEMENTS, PRESSURE SYSTEM LOOPS, RAW WATER TREATMENT PLANT IMPROVEMENTS. OTHER - DESIGN AND CONSTRUCTION | 12842000 | 1998-01-01 | 12 | Visalia District | Distribution system replacement
1210006 | 004 | CITY OF FORTUNA | M | 20 | C | 11649 | Coinciding with the California governor’s goal of achieving a water use reduction of 20 percent per capita, the City of Fortuna needs to upgrade approximately 8,500 linear feet of under-sized water distribution pipeline at 12th Street in the City of Fortu | The City of Fortuna proposes to replace approximately 8,500 linear feet of AC pipe with 12-inch PVC C-900 or HDPE pipeline located on 12th Street in the City of Fortuna. The project also includes new hydrants, new valves, and new service laterals. The pro | 2000000 | 2010-01-01 | 1 | Klamath District | 12th Street Undersized Water Main Replacement Project
1210006 | 005 | CITY OF FORTUNA | M | 20 | C | 11649 | Four of the City's wells are not protected again the 100-year flood. In the event of a flood water supply would be severely limited as the City needs at least 3 wells to supply the average day water demand. | This project is to resolve the current problem that, in the event of a major flood, only one of the City's five water supply wells would be operational. The motors of the other four would be flooded and they would be out of service for an extended period | 200000 | 2010-01-01 | 1 | Klamath District | Wellhead Improvement Project
1210006 | 006 | CITY OF FORTUNA | M | 20 | C | 11649 | The City has fire flow issues due to insufficient pressure supply from the Holman water tank. The tank has sustained serious structural damage due to earthquakes, and the tank is leaning off its base. | This project is to resolve the current problems with lack of fire flow in Zones 3 and 5 and the need to replace the Holman Tank which is undersized and in poor condition. Several alternatives to correct the problems were evaluated. The proposed solution i | 1600000 | 2010-01-01 | 1 | Klamath District | Holman Tank Replacement Project
1510013 | 001 | CITY OF MCFARLAND | M | 20 | C | 12138 | A) Large diameter system main line extensions to eliminate small diameter customer lines, extending long distances. B) Lack of water/power to emergency situations | A) Eliminate low volumes and possible bacteriological problems. B) Portable electric generator to restore water service during power outages. | 211000 | 1998-01-01 | 12 | Visalia District | Main replacement (1997)
2410004 | 003 | LIVINGSTON-CITY | M | 20 | C | 13795 | Both the well systems were installed more than 15 years ago. City's maintenance division is proposing to convert from oil lubrication to water lubrication in view of the age of the existing well. City of Livingston relies fully on the water wells for wa | Converting the two wells to water lubrication consists of pulling the pumps, convert to water lube, video well, air lift/blow well, bail oil from well, install new bowl assembly, 240' of new water lube column and shaft assembly etc. | 95160 | 2010-01-01 | 11 | Merced District | Well #9 and Well #13 Conversion to Water Lubrication System
2410004 | 004 | LIVINGSTON-CITY | M | 20 | C | 13795 | Majority of the older parts of the City's water distribution system were installed as early as the 1920s. These sections of pipelines have been historically prone to leaks and breaks, as well as source of frequent problems of poor water quality. In 2005 | The project involves replacing approximately 13,600 feet of 6" water lines, 2,930 feet of 8" water lines, 287 water meters, and paving of 15,000 feet of alleyways. The project will also include installation of gate valves, house services, fire hydrant a | 3780000 | 2010-01-01 | 11 | Merced District | Waterline Improvements - Phase II
1910159 | 001 | TRACT 180 MUTUAL WATER CO. | M | 20 | C | 14000 | Transmission lines were installed in the late 1940's and early 1950's. They are deteriorating. Experience 3 - 4 main leaks per day at times | Replace water mains/transmission lines. | 1500000 | 2000-01-01 | 7 | Hollywood District | Distribution and transmission replacement
5210004 | 008 | CITY OF RED BLUFF | M | 20 | C | 14005 | Lack of storage capacity in zone north of Hwy 36E/99E. | Construct new 1MG reservoir. | 1305000 | 1998-01-01 | 21 | Valley District | Additional storage near Hi 36E-99E (1997)
5210004 | 016 | CITY OF RED BLUFF | M | 20 | C | 14005 | Low pressure in areas of the city. Inadequate main line size in areas. Absence of looping in parts of the system. | Install 1MG storage reservoir and well. Loop two major service areas with appropriate size mains. | 3000000 | 1998-01-01 | 21 | Valley District | Low pressure due to insufficient storage and main size and design (1997)
3310032 | 001 | SAN JACINTO, CITY OF | M | 20 | C | 14098 | Shortage of well capacity, water quality problems due to iron and manganese. Also, the City's distribution system is very old and under sized creating low-pressure problems. | The City plans to drill two more wells, build one or two Fe/Mn treatment plants, upgrade and replace the old distribution mains. Add additional surface storage. | 1500000 | 1998-01-01 | 20 | Riverside District
3310032 | 002 | SAN JACINTO, CITY OF | M | 20 | C | 14098 | The City of San Jacinto Water System serves the urban core of the City (newer areas of the City are served by Eastern Municipal Water District). Throughout the City's downtown area, the existing water distribution system is made up of pipelines that are | In 2005, the City updated its water system master plan and identified all pipelines within its network that require upgrading. The highest priority was given to facilities that are grossly undersized (i.e. 2" diameter) or facilities that are a combinatio | 1500000 | 2010-01-01 | 20 | Riverside District | City of San Jacinto Masterplan Waterline Upgrade Project
1210016 | 001 | MCKINLEYVILLE C.S.D. | M | 20 | C | 15132 | Need backup supply; vulnerability to seismic disruption. | Construct new wells and retrofit existing facilities. | 946790 | 1998-01-01 | 1 | Klamath District | Additional source (1997)
1510019 | 001 | SHAFTER, CITY OF | M | 20 | C | 15609 | A LOW-INCOME AREA WAS ADDED TO SYSTEM AND IN PUTTING A BURDEN ON THE SYSTEM. THE NEW AREA IS ISOLATED FROM THE SYSTEM | DRILL A NEW WELL IN THIS AREA AND ADDING A STORAGE TANK. OTHER - DESIGN AND CONSTRUCTION | 475000 | 1998-01-01 | 12 | Visalia District
1510019 | 008 | SHAFTER, CITY OF | M | 20 | C | 15609 | City Well #12 (Source PS Code 28S/25E-10N01 M) has seen its Arsenic levels sharply increase over the past five years. The levels have reached as high as 12 parts per billion but has remained in compliance with the maximum contaminant level of 10 ppb with | The City is proposing to reroute the wells discharge piping from directly connecting to the distribution system to a more accessible site across State Route 43 where the water can either be blended with other other well water at a central storage and mixi | 2250000 | 2010-01-01 | 12 | Visalia District | 2009 Arsenic Treatment System at City Well 12
2310003 | 005 | UKIAH, CITY OF | M | 20 | C | 15955 | The City of Ukiah’s water distribution system includes older transite pipe which poses a high risk of catastrophic failure. These types of failures pose a risk in terms of both water supply reliability and water quality. Catastrophic failures interrupt se | This project would replace approximately 235,000 linear feet of transite pipeline within the City’s water distribution system enhancing system reliability, protecting public health, and avoiding future system failures. | 10800000 | 2010-01-01 | 3 | Mendocino District | Distribution System Reliability Project
1510022 | 001 | WEST KERN CWD | M | 20 | C | 16630 | WELLFIELD CONNETED BY 30 YEAR OL 30" PIPELINE 7.5 MILES LONG. | REPLACE 30" PIPELINE WITH 36" PIPELINE | 5925397 | 1998-01-01 | 12 | Visalia District
1510022 | 002 | WEST KERN CWD | M | 20 | C | 16630 | Residents experience lower than normal water pressure and minimum flow for fire hydrants cannot be maintained by the District. | Construction of 900,000 gallon water storage tank. | 898754 | 2005-01-01 | 12 | Visalia District
3510003 | 004 | SUNNYSLOPE COUNTY WATER DIST | M | 20 | C | 16713 | The construciton of well 11 will allow Sunnyslope County Water District to meet the existing demand for both Sunnyslope County Water District and Venture Estates Mutual Water Company. Sunnyslope County Water District currently has significant water quanti | The projects consists of the construction of drilling of well 11 and the connection of well 11 to the distribution sytem. The pipeline connecting well 11 to the dsitribution system is 2800 feet of 16" and 18" diameter main. The well consists of a 16" diam | 450000 | 2010-01-01 | 5 | Monterey District | SunnySlope CWD Well #11 Construction
3510003 | 006 | SUNNYSLOPE COUNTY WATER DIST | M | 20 | C | 16713 | Currently the Sunnyslope County Water District has a water quantity deficiency in its existing system with exisiting customers and is consolidating with the Venture Estates Mutual Water Company which has deficiencies in both water quantity and water quali | Currently the Sunnyslope County Water District has a water quantity deficiency in its existing system with exisiting customers and is consolidating with the Venture Estates Mutual Water Company which has deficiencies in both water quantity and water quali | 2100000 | 2010-01-01 | 5 | Monterey District | Sunnyslope Well 12 & Associated Pipeline Construction
1610002 | 002 | AVENAL, CITY OF | M | 20 | C | 16737 | POWER OUTAGES IN SWTR DUE TO LACK OF BACK-UP GENERATOR | INSTALL EMERGENCY GENERATOR. OTHER - DESIGN AND CONSTRUCTION | 390000 | 1998-01-01 | 12 | Visalia District | Emergency power supply (1997)
3610049 | 001 | TWENTYNINE PALMS WATER DIST | M | 20 | C | 17500 | Need additional storage | Construct 2 MG reservoir | 1200000 | 1998-01-01 | 13 | San Bernardino District
3610049 | 002 | TWENTYNINE PALMS WATER DIST | M | 20 | C | 17500 | Old mainline | Replace 46 miles of mainline | 5000000 | 1999-01-01 | 13 | San Bernardino District
1510021 | 002 | WASCO, CITY OF | M | 20 | C | 19448 | PROBLEM DESCRIPTION: Wasco’s water distribution system has no emergency storage capacity. During peak demand conditions, water pressure can be hazardously low. The City of Wasco provides domestic water service and fire flow needs for local residents an | PROJECT DESCRIPTION: The City of Wasco requests funding to construct a tank, groundwater well and booster station for water storage and to procure monitoring equipment. These improvements are needed to meet peak-demand and emergency supply needs and to | 4979600 | 2009-01-01 | 12 | Visalia District | Water Tank #1 Construction
1510021 | 004 | WASCO, CITY OF | M | 20 | C | 19448 | Describe the water system problem(s) to be addressed:Water delivery in Wasco is hampered by unstable water pressure and inadequate fire flows (City of Wasco Water Master Plan, 2007). Wells pump water directly into the distribution system, but water flow | Describe the facilities to be constructed or installed:The City of Wasco is requesting $412,830 from the Safe Drinking Water State Revolving Fund to install 2,850 linear feet of 12-inch water line. The new water line will connect two termination points i | 412830 | 2010-01-01 | 12 | Visalia District | 12 inch Water Line to Loop Water Main at Filburn & Central
3310016 | 004 | HEMET, CITY OF | M | 20 | C | 20047 | Based on 1997 annual inspection, the City does not beet the minimum storage requirements. | To build 5 MG reservoir. | 1500000 | 1998-01-01 | 20 | Riverside District | Reservoir construction (1997)
1910038 | 003 | EL MONTE-CITY, WATER DEPT. | M | 20 | C | 22828 | The City of El Monte’s current water distribution system consist of many aged and unlined pipes. Results of a hydraulic analysis of the City of El Monte’s Water Distribution System indicate that the system could not adequately deliver the required firefl | To solve the pressure deficiencies in the City’s current system, a CIP program has been put in place. The Peck Road Water Main Improvement Projects is part of the first phase of improvements to solve these low pressure deficiencies. The project consists | 2100000 | 2010-01-01 | 16 | Central District | Peck Road Water Main Improvements
1010024 | 001 | CWS - SELMA | M | 20 | C | 24307 | PEAK FLOW DEMAND IS EXPECTED TO EXCEED PRODUCTION CAPACITY OF EXISTING WELLS DURING THE SUMMER MONTHS. | CONSTRUCT A ONE MILLION GALLON STORAGE TANK AND BOOSTER PUMP FACILITY. | 805000 | 1998-01-01 | 23 | Fresno District
1910011 | 006 | GSWC - BELL, BELL GARDENS | M | 20 | C | 24311 | OLD CAST IRON PIPES WITH BIO-GROWTH AND POTENTIAL NITRIFICATION PROBLEM. | CEMENT LINING WATER MAINS IN CRITICAL AREAS. | 320000 | 1998-01-01 | 15 | Metropolitan District | Reline or replace cast iron pipes-(1997) bio growth
1910011 | 007 | GSWC - BELL, BELL GARDENS | M | 20 | C | 24311 | UNDERSIZED PIPES (<4") THAT DO NOT COMPLY WITH WATERWORKS STANDARDS | REPLACE WATER MAINS IN CRITICAL AREAS | 700000 | 1998-01-01 | 15 | Metropolitan District | Replace undersized lines (1997)
1310001 | 004 | BRAWLEY, CITY OF | M | 20 | C | 26513 | Water line distribution system is inadequate and aging causing inadequate water supply to existing residents. In addition, the age of the distributions system results in an inordiante amount of breakage causing interruptions of water serice to City. | City wide replacement of aged distribution system. Redesign of the system to provide better system with less possibility of interruption. | 12500000 | 1998-01-01 | 14 | San Diego District | Rehabilitate distribution system
1310001 | 006 | BRAWLEY, CITY OF | M | 20 | C | 26513 | The City of Brawley has a 250,000 gallon steel elevated tank at a public park (Hinojosa Park) located in the proximity of South Cesar Chavez Avenue and H Street. The 250,000 gallon elevated water storage reservoir has been removed from the City's water d | The City of Brawley has a 250,000 gallon steel elevated tank at a public park (Hinojosa Park) located in the proximity of South Cesar Chavez Avenue and H Street. The 250,000 gallon elevated water storage reservoir has been removed from the City's water d | 3000000 | 2010-01-01 | 14 | San Diego District | City of Brawley Elevated Tank Rehabilitation
3310006 | 001 | BANNING, CITY OF | M | 20 | C | 28500 | System has 16,000 L.F. of low head transmission main. | Replace the entire 16,000 L.F. of 18" and 20" with a new 20" C.M.L.C. pipe. | 2000000 | 1998-01-01 | 20 | Riverside District | Low Head lines replacement
3310006 | 002 | BANNING, CITY OF | M | 20 | C | 28500 | No storage in the Northend of the Water system. Need storage to meet the peak demands, | Construct additional storage of approximately 4 million gallons. | 5000000 | 2000-01-01 | 20 | Riverside District | Additional Storage for North area
3310006 | 004 | BANNING, CITY OF | M | 20 | C | 28500 | Project Justification: The existing water system for the downtown area is located in alleys, is in need of replacement due to age, leaks, and improvement of fire and water service.Description of the Project: Replace the existing downtown water system to i | Project Justification: The existing water system for the downtown area is located in alleys, is in need of replacement due to age, leaks, and improvement of fire and water service.Description of the Project: Replace the existing downtown water system to i | 1200000 | 2010-01-01 | 20 | Riverside District | Downtown Water Main Relacement Project
1310002 | 002 | CALEXICO, CITY OF | M | 20 | C | 37000 | The City of Calexico Utility Services Department is proposing to upgrade the Water Treatment Plant located at 545 Pierce Avenue, Calexico, California. This upgrade is necessary as it will replace existing functional obsolete equipment and structures that | This project will consist of a new clarifier matching the size of the clarifier built in 1999 and replacing the clarifier built in 1949; two new filters matching the size of the filters built in 1999 and replacing the filters built in 1949; a new chlorin | 10000000 | 2010-01-01 | 14 | San Diego District | Water Treatment Plant Upgrade
0710004 | 009 | CITY OF BRENTWOOD | M | 20 | C | 45892 | Replace water main (4-in) that has low flow with 6-in. pipe. | Replace the lines to these homes with 6" lines. Replace meters and hydrants for more efficient and healthier system. | 430000 | 1999-01-01 | 4 | San Francisco District | Distribution system replacement (1997)
0710004 | 011 | CITY OF BRENTWOOD | M | 20 | C | 45892 | Replace aging/failing valves in the distribution system with new ones. | replace 255 of the 3000 valves with new valves and dresser couplers. | 850000 | 1999-01-01 | 4 | San Francisco District | Replace valves (1997)
5110002 | 019 | CITY OF YUBA CITY | M | 20 | C | 51504 | The following areas are experiencing water quality issues due to deadend water mains. Construction of waterlines to connect the the deadends will complete distribution loops and thereby, improve water quality by reducing turbidity and disinfectant by-pro | Construct approximately 2,195 feet of connecting water main as follows:1) Construct 800 linear feet of 8-inch diameter distribution main and related appurtenances on Cassidy Avenue between Clark Avenue and Live Oak Boulevard.2) Construct 465 linear feet o | 500000 | 2010-01-01 | 21 | Valley District | Eliminate Deadend Mains by Adding Connecting Loops
5110002 | 028 | CITY OF YUBA CITY | M | 20 | C | 51504 | Corrosion control study indicated that the Calcium Hydroxide lime slurry that the WTP currently uses is not the most reliable system. The current 45% Calcium Hydroxide slurry contains grit that plugs up the feed lines and deposits grit in our clearwell a | Construction of a Caustic or Zink Orthophosphate system including tank, pumps, and associated plumbing. | 450000 | 2010-01-01 | 21 | Valley District | Caustic or Zinc Orthophosphate System for corrosion control (2009)
5110002 | 030 | CITY OF YUBA CITY | M | 20 | C | 51504 | Yuba City has a multi-facited need for constructing a new water intake system on the Feather River. For the reasons listed below this project is the City's top priority: 1) The Yuba City intake system is the largest unscreened such system on the Feathe | Construction of a new intake system that would increase capacity to 48 mgd (74 cfs) and provide a more reliable supply of surface water. Installaion of a fish screen that will meet the State and Federal fry criteria of 1.75 mm slot size opening and 0.33 | 6200000 | 2010-01-01 | 21 | Valley District | Feather River Intake System & Fish Screen
5110002 | 034 | CITY OF YUBA CITY | M | 20 | C | 51504 | The current low lift station is located at the Feather River in the Flood Plain. Approximately every two years the river flows outside the normal channel for several weeks. During this time there is no access to the station and the electrical supply is | Construct an underground electrical system to the lowlift pumping station in the Feather River. | 250000 | 2010-01-01 | 21 | Valley District | Underground Electrical to Low Lift Station
5110002 | 035 | CITY OF YUBA CITY | M | 20 | C | 51504 | Lack of adequate water supply in this area adjoining the historic old town business district discourages development that would provide jobs for the residents. The distribution lines in this older section of Yuba City consist of 2-inch, 3-inch, and 4-inch | Replace approximately 6,650 linear feet of 80+ year old 2-inch, 3-inch, and 4-inch galvanized iron pipe with 8-inch diameter distribution mains on Orange Street, Olive Street, Chestnut Street, Almond Street, Walnut Avenue, and Scott Street, south of Highw | 1529500 | 2010-01-01 | 21 | Valley District | Orange to Scott Waterline Replacement
5110002 | 037 | CITY OF YUBA CITY | M | 20 | C | 51504 | This pipeline is one of only three crossings of Hwy 99 and provides a vital loop for the distribution system. The existing Techite (fiberglass) water main was installed in 1970 and is at the point of failure where it crosses Hwy 99. Techite pipe is no lo | Replace approximately 1,395 linear feet of 12-inch diameter Techite distribution main with ductile iron and install related appurtenances from the intersection of Louise Avenue and Rocca Way, across State Route 99, to Woodward Street. | 390000 | 2010-01-01 | 21 | Valley District | Louise-Woodward 12-inch Waterline Replacement
1510005 | 004 | DELANO, CITY OF | M | 20 | C | 53855 | The City of Delano needs to immediately replace 12,450 lineal feet of deteriorated 4" to 8" OD steel water distribution pipelines and leaking valves. There are over 100 water breaks per year that require emergency excavation and repair in the proposed are | The City will replace 12,450 lineal feet of deteriorated outside diameter (OD) steel water distribution pipelines and leaking valves. The pipes were previously installed between 1930 and 1940. The 4" OD pipes will be replace with 8" PVC pipe. The main lin | 2400000 | 2010-01-01 | 12 | Visalia District | Deteriorated waterline replacement project
3310021 | 001 | JURUPA COMMUNITY SD | M | 20 | C | 68297 | Insufficient water storage facilities ( see attached documents). | Construct 2 MG welded steel water storage facilities at Jurupa Community Services District's 980' PZ storage tank site. | 940000 | 1998-01-01 | 20 | Riverside District | New tank (2 MG welded steel) (1997)
3310021 | 003 | JURUPA COMMUNITY SD | M | 20 | C | 68297 | Replace water line that have 3 or more leaks per year. | Replace piplines as shown on Figure 1 (see attached documents). | 458000 | 1998-01-01 | 20 | Riverside District | Distribution system replacement (1997)
3310021 | 004 | JURUPA COMMUNITY SD | M | 20 | C | 68297 | Lack of a pipeline to consolidate the Company's service area with Jurupa CSD to increase system reliabilty (See attached documents). | Construct a 12" CML/CMC from the District's Bain St. pipeline along Mission Blvd. To Avon St. (Figure 1). | 650000 | 1998-01-01 | 20 | Riverside District | Consolidation of adjacent system (1997)
3310021 | 005 | JURUPA COMMUNITY SD | M | 20 | C | 68297 | Insufficient water supply due to increasing nitrate levels of wells along van Buren Blvd. T25/R6W - Section 9 SBBM | Ion exchange treatment of groundwater supplies. (see attached report) | 2000000 | 1998-01-01 | 20 | Riverside District | Ion exchange treatment (1997)
3310021 | 006 | JURUPA COMMUNITY SD | M | 20 | C | 68297 | System has insufficient water supply to reliably meet demands. | Convert two wells used by Space Center Mira Loma, Inc. to municpal purposes. | 600000 | 1998-01-01 | 20 | Riverside District | convert space center wells
3310021 | 007 | JURUPA COMMUNITY SD | M | 20 | C | 68297 | System has insufficient water supply to reliably meet demands. | Construct the Riverside North Groundwater Basin Project (see attached report). | 5400000 | 1998-01-01 | 20 | Riverside District | riverside north groundwater basin project (1997)
3310021 | 008 | JURUPA COMMUNITY SD | M | 20 | C | 68297 | Nitrate levels in wells. | Distribution system improvements to pump safe water to system to reduce nitrate levels. | 721000 | 2001-01-01 | 20 | Riverside District | Blending for nitrate
1910026 | 001 | COMPTON-CITY, WATER DEPT. | M | 20 | C | 71000 | Low pressure, undersized mains, mains located in easements in area bounded by Acacia, Douglas, Willowbrook, and Winnona. | Replace mains with 8" D.I. and relocate to streets. Project involves: Design, and Construction | 700000 | 1998-01-01 | 22 | Angeles District | Pipeline replacement (Acacia, Douglas, Willowbrook, Winnona boundary)
1910026 | 002 | COMPTON-CITY, WATER DEPT. | M | 20 | C | 71000 | Low pressure, undersized mains in area bounded by San Vicente, Bullis, Compton Blvd. and Holly. | Replace mains with 8" D.I. Project involves: Design, and Construction | 1400000 | 1999-01-01 | 22 | Angeles District | Pipeline replacement (San Vicente, Bullis, Compton Blvd. and Holly boundary)
1910026 | 004 | COMPTON-CITY, WATER DEPT. | M | 20 | C | 71000 | WW standards defects. Low pressure in NE section of system; leaks, outages in major pipeline. | Design and construct 12 inch D.I., 10,000 feet, replacement pipeline in Long Beach Blvd. | 1600000 | 1999-01-01 | 22 | Angeles District | Pipeline replacement (Long Beach Blvd)
1910026 | 005 | COMPTON-CITY, WATER DEPT. | M | 20 | C | 71000 | Low pressure, undersized Mains, in the area bounded by Alondra, Long Beach Blvd., Marcelle and Panness. | Replace mains with 8" D.I. Project involves: Design and Construction | 1000000 | 2000-01-01 | 22 | Angeles District | Pipeline Replacement (Alondra, Long Beach Blvd., Marcelle and Panness boundary)
1910026 | 007 | COMPTON-CITY, WATER DEPT. | M | 20 | C | 71000 | Low pressure, undersized mains in area bounded by Oaks, McDevitt, Rosecrans & Van Ness. | Replace mains with 8" D.I. Project involves: Design and Construction | 1800000 | 2002-01-01 | 22 | Angeles District | Pipeline Replacement (Oaks, McDevitt, Rosecrans & Van Ness.boundary)
1910026 | 009 | COMPTON-CITY, WATER DEPT. | M | 20 | C | 71000 | Compton is not in compliance with Water Storage capacity requirements of LA county Fire Department as well as Standard Maximum Daily demand. Addition of 5MG storage capacity to the current 12 MG storage capacity will be an essncial investment in reducing | Constrruction of two 2.5 MG Bolted Steel Storage Tank, each one 24' high and 125' in diametr is optimum use of invesment to meet the minimum storage standards. Compton' avg. Daily water consumption is recorded at 8.3MG and Maximum Daily usage of 12.1MG. E | 2559740 | 2010-01-01 | 22 | Angeles District | Two water Storage Tanks & Seismic Valve Controller System
2410009 | 004 | MERCED, CITY OF | M | 20 | C | 80608 | Well 13 produces water with arsenic levels that approach the regulatory limit of 10 µg/L. Recorded arsenic levels at Well 13 have been as high as 9 µg/L and the running annual average value routinely exceeds 8 µg/L. | The City proposes to treat Well 13 for arsenic removal using either a coagulation/filtration treatment process or an adsorptive media treatment process. The project would be executed in two phases.• Phase 1 would consist of a pilot study evaluating the pe | 2635250 | 2010-01-01 | 11 | Merced District | City of Merced - Arsenic Removal - Wellhead Treatment at Well Site 13
2410009 | 005 | MERCED, CITY OF | M | 20 | C | 80608 | Well Site 7 includes three potable water wells that pump into a common elevated water storage tank. The three wells (7A, 7B, and 7C) have capacities of 2,500, 2,500, and 2,800 gpm, respectively. The water produced by two of the three wells (Wells 7A and 7 | The City proposes to install ion exchange wellhead treatment at Well Site 7 for nitrate removal. The treatment system will utilize a strong-base anion exchange resin and will have an initial capacity sufficient to treat wells 7A and 7B with provisions for | 3108250 | 2010-01-01 | 11 | Merced District | City of Merced - Nitrate Removal - Wellhead Treatment at Well Site 7
2410009 | 006 | MERCED, CITY OF | M | 20 | C | 80608 | City of Merced Well 2C produces water with arsenic levels that exceed the arsenic rule maximum contaminant level of 10 µg/L. Arsenic levels measured at Well 2C from 2001 to the present have been as high as 12 µg/L, and the running annual average value rou | The City proposes to treat Well 2C for arsenic removal using either a coagulation/filtration treatment process or an adsorptive media treatment process. The project would be executed in two phases:• Phase 1 would consist of a pilot study evaluating the pe | 2635250 | 2010-01-01 | 11 | Merced District | City of Merced - Arsenic Removal - Wellhead Treatment at Well Site 2C
3610039 | 033 | SAN BERNARDINO CITY | M | 20 | C | 173359 | City of San Bernardino Municipal Water Department Pipeline Replacement ProjectSetting:The City of San Bernardino Municipal Water Department’s (SBMWD) service area is located at the crossroads of the Interstate 215 and Interstate 10 freeways. The City of | The Water Distribution Pipeline Replacement Project will replace approximately 40,000 linear feet (approximately 7 ½ miles) of drinking water distribution lines that are antiquated and/or undersized to meet "maximum day" and fire flow demands in the servi | 4500000 | 2010-01-01 | 13 | San Bernardino District | Water Distribution Pipelines Replacement
1010007 | 021 | FRESNO, CITY OF | M | 20 | C | 457511 | Water mains in many older parts of the City have aged and deteriorated and are in need of replacement. Leaks in aging mains can be expensive to repair. For example, many obsolete mains, particularly in acquired old County Water Works Districts, are loca | This project will construct 3 miles of 8" water main that will service 300 customers along Shaw/Barstow and Fruit/Tielman. This new system will replace 50 year old steel water main. | 1448000 | 2010-01-01 | 11 | Merced District | Water Main Replacement at Shaw/Barstow-Fruit/Tielman Avenues
1010007 | 022 | FRESNO, CITY OF | M | 20 | C | 457511 | The City's 30 Million Gallon daily Surface Water Treatment Facility (SWTF) was completed in June 2004 and has been in full operation since that time. This facility can be susceptible to power outages and treatment upsets. Raw water supplied to this faci | The project will consist of the construction of a large ponding basin at the Northeast Surface Water Treatment Facility to collect water in case of emergency shutdown or extreme flooding. | 500000 | 2010-01-01 | 11 | Merced District | NE Surface Water Treatment Facility Overflow Spill Basin
1010007 | 023 | FRESNO, CITY OF | M | 20 | C | 457511 | The City's 30 Million Gallon Daily Surface Water Treatment Facility (SWTF) was completed in June 2004 and has been in full operation since that time. A 100 foot tall telemetry tower was permitted for this project but has not been constructed. This tower | The City will construct a 100 feet tall telemetry tower to be used for data collection and repeating to coordinate surface water and production water facilities. | 100000 | 2010-01-01 | 11 | Merced District | NE Surface Water Treatment Facility Telemetry Tower Construction
1010007 | 024 | FRESNO, CITY OF | M | 20 | C | 457511 | The City of Fresno needs to achieve security and reliability of the water delivery system to ensure a safe and reliable water supply during a prolonged power outage, especially for delivery to critical care facilities and for fire suppression. The City i | This project will fund the installation of two back-up power generators including modification to the electrical panels, switchgear, breaker panels and the telemetry system. This project will help ensure a safe and reliable water supply during a prolonge | 264000 | 2010-01-01 | 11 | Merced District | Emergency Power Generators for Pump Stations 132 and 318
1400068 | 001 | Deep Springs College | M | 20 | P | 40 | Inadequate storage capacity | Construct new tank | 30000 | 1998-01-01 | 13 | San Bernardino District | New tank (1997)
1400068 | 002 | Deep Springs College | M | 20 | P | 40 | Inadequate distribution system piping | Replace distribution system piping | 60000 | 1998-01-01 | 13 | San Bernardino District | Distribution system replacement (1997)
2210900 | 001 | CEDAR LODGE RESORT | M | 20 | P | 64 | THE SOURCE CAPACITY IS UNRELIABLE. | INSTALL ADDITIONAL WELLS OR A SURFACE WATER TREATMENT PLANT TO TREAT WATER FROM THE MERCED RIVER. | 200000 | 1998-01-01 | 11 | Merced District
0202501 | 001 | DIAMOND VALLEY SCHOOL | M | 20 | P | 100 | Only one well source and pressure is very low. | Increase depth and capacity of wells and holding tanks for fire and pressure problem. | 35000 | 1998-01-01 | 9 | Sacramento District | Additional Source and Storage (1997)
2510800 | 001 | DEVIL'S GARDEN CONSERV. CAMP | M | 20 | P | 120 | Deterioating storage tank, no disinfection; one well (no back-up system). | Drill a new well, install new tank and install new disinfection system, including building. | 250000 | 2000-01-01 | 1 | Klamath District
1100527 | 001 | CAPAY JOINT UNION ELEM. SCHOOL | M | 20 | P | 172 | The main waterline from the well has a restriction in it allowing only 15 gpm of water usage. | Improve waterline and install another 525 gallon tank in-line with the other one. | 5200 | 1998-01-01 | 21 | Valley District
1000194 | 002 | PACIFIC UNION ELEMENTARY SCHOOL | M | 20 | P | 490 | Our water system and had to notify users of Coliform bacteria contamination in the last several years. The presence of bacteria has caused us to chlorinate the water supply system. The school plant is fifty years old and much of the plumbing and kitchen | Replacement of water suppy lines that have deteriorated. Addition of anti-siphon valves at drinking fountains and faucetts. Replacement of kitchen dishwasher and kitchen water supply lines and installation of anti-siphon valves. Detection and capping | 115000 | 2010-01-01 | 23 | Fresno District | Pacific Union Repipe
3400259 | 001 | GRANT HIGH SCHOOL (SWS) | M | 20 | P | 1400 | The site well and associated motor and storage tank are deteriorating and have reached the end of their life cycle. These were installed when the school was built in the early fortys. The well water has often times tested positive for Coliform.The proj | The project will consisit of tying (consolodating) with a large water system.Trenching 800 ft. to city tie in.Installing six inch water main to school.installing backflow device at city tie in.Re-routing of existing water line to new six inch main.Re | 185000 | 2008-07-01 | 9 | Sacramento District | Grant High Water project
4300608 | 001 | GAVILAN JR. COLLEGE | M | 20 | P | 4987 | Old water system installed in 1966 and needs replacement. | Replace the entire water system by connecting to the City of Gilroy water system. | 20472948 | 2010-01-01 | 17 | Santa Clara District | Replacement - Water Supply System (2009)
4200872 | 005 | VENTUCOPA WATER SUPPLY | M | 20 | N | 25 | The Ventucopa community water system is now classified as a community water system by the Santa Barbara County Environmental Health Services Division, which is the local primacy agency.The water system has historically had nitrate levels exceeding the MCL | The project is to integrate an existing Well #2 into the water system and make the necessary upgrades to meet the state standards. This would include waterlines, storage tank, hydropneumatic tank, booster pump station, and fire hydrants. | 380000 | 2010-01-01 | 6 | Santa Barbara District | Water Supply Project
3600452 | 001 | Lucerne Valley Parks & Rec (CSA 29) | M | 20 | N | 26 | Source Reliability | Sources of water in the Lucerne Valley area are individual systems (parcel-by-parcel, well-by-well) operated by property owners and small mutual water companies, some of which currently cannot meet service requirements and will not likely be able to accom | 3700000 | 2008-03-01 | 13 | San Bernardino District | Consolidation of County Service Area 29 with Lucerne Valley Unified School District
3600541 | 001 | Association of Well Owners | M | 20 | N | 30 | Multiple mainline leaks | Replace mainline and meters | 15000 | 1998-01-01 | 13 | San Bernardino District
5400708 | 001 | ALPINE VILLAGE WATER CO. | M | 20 | N | 90 | EXISTING STORAGE TANK LEAKS DUE TO RUSTED FLOOR. INABILITY TO ISOLATE PORTION OF SYSTEM TO REPAIR LEAKS. INABILITY TO MEET PEAK DAILY DEMAND DURING DRY SEASONS. | INSTALL NEW STORAGE TANKS, LOOP THE WATER SYSTEM, ADD VALVE TO ISOLATE THE SYSTEM, INSTALL A CENTRAL PUMP CONTROL SYSTEM. OTHER - DESIGN AND CONSTRUCTION | 68300 | 1998-01-01 | 12 | Visalia District
4700517 | 003 | SAWYERS BAR COUNTY WATER DISTRICT | M | 20 | N | 100 | Sawyers Bar uses surface water to supply our treatment plant. There is an existing well plumbed into our water system, but the pump and generator for the well are non-operational. In the event of a natural or man-made disaster, we have no alternative wa | Sawyers Bar County Water District proposes the replacement of a 4" submersible pump, 6500 watt gas generator, and miscellaneous plumbing and electrical components needed to fix our water district well. We have contracted with Scott River Pump, Fort Jones | 7210 | 2010-01-01 | 1 | Klamath District | SBCWD well pump replacement
4700517 | 004 | SAWYERS BAR COUNTY WATER DISTRICT | M | 20 | N | 100 | Sawyers Bar County Water Districts' 20,000 gallon holding tank for domestic water needs immediate replacement. The tank has been in service for an unknown number of years and sets directly on bare soil. The bottom is badly rusted, and the inside of the | Sawyers Bar County Water District proposes demolition of the small, failing holding tank and construction of an 80,000 gallon tank, bearing on an engineered concrete footing. The new tank would double the capacity of our water system, and allow for exten | 120000 | 2010-01-01 | 1 | Klamath District | SBCWD holding tank demolition and replacement
4700807 | 001 | JH RANCH | M | 20 | N | 400 | System has no gravity storage and experiences low pressures during peak demands. | Have already installed storage tanks with own funds. Need to install piping and controls to connect tanks with existing water system. | 75000 | 1998-01-01 | 1 | Klamath District
4910306 | 001 | CSP-ARMSTRONG REDWOODS STATE RESERVE | M | 20 | N | 600 | Exisitng AC transmission lines separating two areas of park are failing. | Develop new well at north end of park to serve north day use area. | 85000 | 2000-01-01 | 18 | Sonoma District
3200155 | 003 | FRCCSD - HOT SPRINGS CSD | M | 15 | C | 13 | On October 26, 2006, Jerry Sipe directorof the Plumas County Environmental Health Department cited the System for the following deficiencies.1. Quantity of water available is reported as insufficient to meet summer demands. Water Works standards require m | On October 26, 2006, Jerry Sipe directorof the Plumas County Environmental Health Department cited the System for the following deficiencies.1. Quantity of water available is reported as insufficient to meet summer demands. Water Works standards require m | 48000 | 2010-01-01 | 2 | Lassen District | Bring Hot Springs Water System Into Compliance With State Standards
1000405 | 001 | DOYALS MOBILE HOME PARK | M | 15 | C | 16 | Single well, if it fails, system is out of water | Drill a new well or interconnection if possible. | 200000 | 2009-01-01 | 23 | Fresno District | New well to augment single well
5400660 | 001 | LAKE SUCCESS MOBILE LODGE | M | 15 | C | 20 | Lake Success Mobile Lodge is supplied with potable water by one groundwater well, which has a history of nitrate contamination (appx 55 ppm). In light of the current drought conditions being experienced throughout the State of California, relying on a so | Lake Success Mobile Lodge currently obtains its potable water supply from one community groundwater well. If this well were to fail due to dropping groundwater levels or other emergencies, the community would have no source of domestic water. In additio | 1000000 | 2009-01-01 | 12 | Visalia District | Lake Success Mobile Lodge Water Supply Reliability Project
1400109 | 001 | Sierra North Community Service District | M | 15 | C | 28 | Inadequate source and storage capacity | Construct new well and tank | 25000 | 1999-01-01 | 13 | San Bernardino District
1400034 | 001 | Keough s Hot Springs | M | 15 | C | 40 | Old, substandard distribution system | Construct new distribution system | 75000 | 1998-01-01 | 13 | San Bernardino District
1400034 | 002 | Keough s Hot Springs | M | 15 | C | 40 | Single well supplies system | Construct new well and tank | 41500 | 1998-01-01 | 13 | San Bernardino District
1400034 | 003 | Keough s Hot Springs | M | 15 | C | 40 | Inadequate source and storage capacity | Construct new well and tank | 50000 | 1998-01-01 | 13 | San Bernardino District
1500398 | 003 | FRONTIER TRAIL HOMEOWNERS ASSOC, INC. | M | 15 | C | 40 | Our current drinking water system is supplied by two wells, one of which, our standby system is too shallow and too close to the Kern River thus creating a system impacted by direct influence of surface water | Intertie to Calwater systems would create a viable emergency and standby connection to a treated potable water source. Currently we have to post warnings about the clarity and drink ability of our water , this would eliminate this process and provide clea | 40000 | 2010-01-01 | 19 | Tehachapi District | Frontier trails to CWS intertie
2300668 | 001 | POINT CABRILLO HIGHLANDS | M | 15 | C | 42 | The existing water system is very old and consists of World War II components. It is susceptable to frequent ruptures and outages. The exact location of much of the distribution system is unknown making repairs extremely difficult and of long duration. A | All supply distribution lines would be replaced with state of the art components. This will entail a study to determine the most efficient and practical routing of supply lines to service each and every user. The new system will be sized to provide proper | 52500 | 2010-01-01 | 3 | Mendocino District | Cabrillo Rejuvenation and Maintenance (CRAM) Project
3400401 | 001 | PLANTATION MOBILE HOME PARK | M | 15 | C | 44 | Provide a redundant source to a single source water system. | Intertie with a large water system with appropriate piping and backflow preventer. | 10000 | 2009-01-01 | 9 | Sacramento District | Redundant Source
1700536 | 001 | SUNRISE SHORE MUTUAL WATER COMPANY | M | 15 | C | 45 | Well source influenced by surface water. Aging distribution system. | Install conventional filtration. Replace distribution system. | 150000 | 2000-01-01 | 3 | Mendocino District
2600621 | 001 | WHITE MOUNTAIN ESTATES | M | 15 | C | 50 | White Mountain Mutual Water Company a California Corporation was established in 1980, and operates as a non-profit community water system. The system supplies 43 connections and approximately 87 customers within it's service area. The water company's 70, | White Mountain Mutual Water Company is seeking support from the Economic Recovery funding program to correct tank facility's deteriation and source of supply redundancy issues within the system. Without this necessary funding, the water system cannot affo | 110000 | 2010-01-01 | 13 | San Bernardino District | Tank Lining Rehabilitation and System Redundancy Project
4500063 | 001 | CEDAR CREEK MOBILEHOME PARK | M | 15 | C | 52 | The spring source and storage tank are shared with a a school, making it difficult to fulfill Section 64560(a)(2) (protect the quality of the water) of the Waterworks Standards. | Drill two wells and install pressure tanks and distribution lines to proivde the reliaiblity required by the Waterworks Standards. | 15000 | 1998-01-01 | 2 | Lassen District | Drill wells
2000589 | 001 | MAMMOTH POOL MOBILE HOME PARK | M | 15 | C | 60 | INADEQUATE SUPPLY RESULTS IN LOW PRESSURES. | INSTALL A NEW PUMP AND STORAGE TANK, AND A TREATMENT SYSTEM. | 15000 | 1998-01-01 | 11 | Merced District | 122
2000589 | 002 | MAMMOTH POOL MOBILE HOME PARK | M | 15 | C | 60 | Well is in close proximity to a surface water source. However, sampling results have not shown that it is under the direct influence of surface water. System has no storage. | Construct a new well and install storage. | 17500 | 2000-01-01 | 11 | Merced District
1500421 | 001 | LONGVIEW MOBILE ESTATES, ROSAMOND | M | 15 | C | 69 | Longview Mobile Estates has only well. Therefore, the water system is not reliable. | As part of this project, Longview Mobile Estates will either drill a second well or develop an intertie with Rosamond CSD | 500000 | 2009-01-01 | 19 | Tehachapi District | Logview Mobile Estates- Second Well or Consolidation with the Rosamond CSD
0300024 | 001 | Tabeau Mobile Home Park | M | 15 | C | 80 | Copper in the system exceeds State "action" limit. Iron exceeds secondary MCL limit. No emergency storage is available, no fire flow is available, and if power is out, system has no backup plan. Also, well capacity is marginally adequate for the number | Project will bring treated water from the Pine Grove CSD water system to the Tabeau MHP. The Pine Grove system receives it's water from the Central Amador Water Project, which is a surface source off the North Fork of the Mokelumne River, and capacity is | 540000 | 2010-01-01 | 10 | Stockton District | Tabeau Mobile Home Park Well Replacement with City Water
1000248 | 001 | DOUBLE L MOBILE RANCH PARK | M | 15 | C | 80 | Single well if it goes out during drought, system is out of water. | Drill a new well or interconnection if possible. | 200000 | 2009-01-01 | 23 | Fresno District | New well to augment single well
2300506 | 004 | MEADOW ESTATES MUTUAL | M | 15 | C | 85 | Meadow Estates Mutual Water Company is an aged, small rural water system.There is inadequate holding capacity or storage for present demand. Below ground water sources are adversely effected by seasonal dry periods. Any growth in our community will incr | The goal of this project is to upgrade an aging water system to meet the expanded demand, and to ensure that we are able to provide continuous safe drinking water to a small rural community without interruption because of lack of water due to seasonal dry | 80000 | 2010-01-01 | 3 | Mendocino District | Increased Storage Capacity Project
5500096 | 001 | SIERRA TWAIN HARTE MOBILE PARK | M | 15 | C | 85 | SYSTEM'S TWO WELLS CAN NOT SUPPLY ENOUGH WATER IN THE SUMMER MONTHS. | CONSTRUCT AN ADDITIONAL WELL. | 25000 | 1999-01-01 | 11 | Merced District
1000254 | 001 | SANDY POINT MOBILE HOME PARK | M | 15 | C | 90 | Single well, if the well fails, the systme will be out of water. | Drill a new well or interconnection if possible. | 200000 | 2009-01-01 | 23 | Fresno District | New well to augment single well
5500353 | 004 | SIERRA VILLAGE MOBILE HOME PARK | M | 15 | C | 90 | No emergency water system back up available at this time. One of two existing wells is dry and not in use. Storage tanks need upgrading as well as the distribution system. | Need to establish viability of getting dry well into operation or drill for a new well to provide back up for existing system in case of emergency. Two 5,000 gallon holding tanks need to be epoxy coated on the inside or replaced. The distribution pump nee | 500000 | 2010-01-01 | 11 | Merced District | Sierra Village Mobile Home Park - Source Reliability
1502247 | 002 | DESERT BREEZE MOBILE HOME ESTATES | M | 15 | C | 95 | Desert Breeze MHP has only well. Therefore, the water system is unreliable. | As part of this project, Desert Breeze MHP will develop an intertie with Rosamond CSD via a master meter. Rosamond CSD's pipeline is less than 1,000 feet away. | 500000 | 2009-01-01 | 19 | Tehachapi District | Desert Breeze MHP-Second Well/Intertie with Rosamond CSD
0400016 | 001 | BERRY CREEK COMMUNITY SER DIST | M | 15 | C | 99 | Water system has a number of leaky distribution system mains. | Replace distribution system main piping. | 50000 | 1998-01-01 | 21 | Valley District | Distribution system replacement
0500068 | 002 | DUNROVIN MOBILE HOME VILLAGE | M | 15 | C | 99 | Storage tank deterioration, replace pump house structure for security and sanitation, build fencing for security, no sample tapes, replace leaky pump and tank valves and replace some piping. | Upgrade and retrofit of system coponents for Dunrovin Village Mobile Home Park to meet CDPH guidelines | 150000 | 2010-01-01 | 10 | Stockton District | System Upgrade
0500068 | 003 | DUNROVIN MOBILE HOME VILLAGE | M | 15 | C | 99 | Well, storage and distribution system test positive for coliform 3-4 months per year. | Investigate and determine source of coliform; repair system as necessary and/or install chlorinator. | 60000 | 2010-01-01 | 10 | Stockton District | Well/System Treatement
0900217 | 001 | BEAR STATE WATER WORKS | M | 15 | C | 100 | Needs second source and storage tank. | Add new well, storage, and treatment facilities. Involves study, design and construction. | 200000 | 2000-01-01 | 9 | Sacramento District
1400037 | 001 | Foothill Lone Pine Mobile Home Park, LLC | M | 15 | C | 100 | Single well, inadequate storage capacity | Construct new well and tank | 48000 | 1998-01-01 | 13 | San Bernardino District
2000724 | 001 | SA#14 CHUK CHANSE SUBDIVISION | M | 15 | C | 100 | The system has experienced several total coliform MCL violations, however, none since September 2005. The well also produces an adequate source of supply. | Construct a new well and replace portions of the distribution system. | 850000 | 2007-01-01 | 11 | Merced District | New Well
4900637 | 002 | MAGIC MOUNTAIN MUTUAL WATER COMPANY | M | 15 | C | 100 | We have 1.5 miles of 50 year old 2" steel supply line pressurized at up to 440 ft of head. After 45 years of "what, me worry?" it has begun leaking and rupturing. We have had at least 1 significant interruption in service each year since then, and curre | We wish to replace 3/4 mile of 50 year old 2' steel service/supply line with 4' pvc, including service connections to households | 150000 | 2010-01-01 | 18 | Sonoma District | Supply main replacement
5500041 | 001 | ALPINE ACRES MUTUAL WATER CO | M | 15 | C | 100 | Alpine Acres MWC seeks to consolidate its operations with Tuolumne Utilities District to improve the reliability of water supply and delivery operations. The Company currently relies on two wells to serve its customers. This groundwater supply fails to | This project is in addition to a separate application for an intertie with Tuolumne Utilities District's Crystal Falls system. This project upgrades virtually all mains and laterals in the Company's system to current water works standards. It includes:3 | 1331238 | 2010-01-01 | 11 | Merced District | Alpine Acres Infrastructure Replacement Project
1000023 | 001 | FCSA #14/BELMONT MANOR | M | 15 | C | 110 | CSA No. 14 must be able to provide water to 41 residential parcels. The 10,000 gallon hydropneumatic tank was originally installed in 1965. The tank is deteriorating and has exceeded its life span. The hydro tank represents a potential health hazard due | The 10,000 gallon hydropneumatic tank shall be replaced. The existing tank shall be hauled to a recycler. The cost estimate to destroy the existing tank and install a new hydro tank is $80,000. The electronic control board for the hydro tank shall be u | 80000 | 2010-01-01 | 23 | Fresno District | Replace 10,000 gallon hydropneumatic tank
2000527 | 001 | YOSEMITE FORKS ESTATES MUTUAL WTR | M | 15 | C | 110 | DISTRIBUTION INSTALLED IN 1958; IRON PIPES ARE CONSTANTLY ERODING; VALVES ARE CLOGGING WITH IRON SLOUGHING OFF; CEMENT TANKS ARE CRACKING | REPLACEMENT OF PIPELINES. THIS PROJECT WILL ALSO BENEFIT THE ADJACENT CEDAR VALLEY SYSTEM WHICH IS INTERCONNECTED. | 483000 | 1998-01-01 | 11 | Merced District
0500019 | 002 | MINERAL MOUNTAIN MUTUAL WATER | M | 15 | C | 125 | UNSATISFACTORY DISTRIBUTION LINES | REPLACE THIN WALL PVC LINES WITH SCHEDULE 40 PVC | 9700 | 1999-01-01 | 10 | Stockton District | Replace distribution system (1997)
4900787 | 001 | PLAZA MOBILE HOME PARK | M | 15 | C | 125 | Low water pressure because well can't handle the demand. | Activate 2nd existing nonoperational well by installing new pumps and chlorination system and enclose. | 2000 | 1998-01-01 | 18 | Sonoma District
4900787 | 002 | PLAZA MOBILE HOME PARK | M | 15 | C | 125 | low water pressure because one well can't handle system demand | Activate second existing non-operating well by installing new pump, chlorination system, and enclosure. | 5000 | 2000-01-01 | 18 | Sonoma District
1500374 | 001 | CWS-GRAND OAKS WATER SYSTEM | M | 15 | C | 126 | INADEQUATE DISTRIBUTION SYSTEM AND STORAGE RESULTING IN PERIODIC LOW PRESSURE DURING PERIODS OF HIGH DEMAND | DRILL AND EQUIP NEW WELL AND INSTALL ADDITIONAL STORAGE TANK. OTHER - DESIGN AND CONSTRUCTION. | 200000 | 1998-01-01 | 19 | Tehachapi District
2600501 | 001 | BIRCHIM COMMUNITY SERVICE DIST | M | 15 | C | 130 | Old mainline | Replace mainline | 250000 | 1998-01-01 | 13 | San Bernardino District
4700542 | 002 | ABRAMS LAKE MOBILE ESTATES | M | 15 | C | 135 | One spring house pump and the booster pump have broken down and are inoperable. | Replace spring house pump and booster pump. | 7500 | 2007-01-01 | 1 | Klamath District | Pump Replacement
5500042 | 002 | BELLEVIEW OAKS MUTUAL WATER CO | M | 15 | C | 140 | NEED LARGER STORAGE IN CASE OF PUMPING FAILURE AND/OR DISINFECTION CONTACT TIME IS REQUIRED. | REPAIR AND/OR REPLACE AGING STORAGE TANK AND INSTALL NEW 100,000 GALLON TANK. | 238000 | 1999-01-01 | 11 | Merced District | Storage improvements (1997)
5500042 | 003 | BELLEVIEW OAKS MUTUAL WATER CO | M | 15 | C | 140 | NEED TO EXPAND SOURCES OF WATER. THE WELLS DRAW DOWN TO MARGINAL LEVELS IN AUGUST AND SEPTEMBER. | DRILL A NEW WELL, INSTALL A PUMP, AND CONNECT IT TO THE SYSTEM. | 31000 | 1999-01-01 | 11 | Merced District | New well (1997)
5500042 | 004 | BELLEVIEW OAKS MUTUAL WATER CO | M | 15 | C | 140 | NEED TO REPLACE OLD SERVICE LINE DUE TO RUST AND SAND PROBLEMS. | INSTALL 5,200 FEET OF NEW LINE. | 260000 | 1999-01-01 | 11 | Merced District | Distribution improvements (1997)
1000041 | 001 | FCWWD #38/SKY HARBOUR | M | 15 | C | 150 | This District, which was formed in 1964, has a water system that has one 121,000 gallon storage tank which uses gravity feed to provide water to the dstribution system. The existing well is 810 feet deep and the pump is set at 750 feet. It uses a 15 hor | The cost estimate to build a surface water treatment plant is approximately $500,000 for the water treatment facility and $300,000 to dredge the existing pump, rehabilitate it, anchor it properly to the lake floor, and install water pipelines to the trea | 800000 | 2010-01-01 | 23 | Fresno District | Construct a surface water treatment facility and water line to lake pump
2000552 | 002 | MD#24 TEAFORD MEADOW LAKES | M | 15 | C | 150 | System wells are not able to keep up with water demand. Water system is in a critical fire hazard zone. System cannot provide fire protection needs with current production, storage and distribution system. Current storage tank is to small and is beyond it | PROJECT DESCRIPTIONDrill high production well and install new tank and well controls. Replace current distribution system and storage tank. | 1000000 | 2008-01-01 | 11 | Merced District | MD-24 water outages and system failure
5500149 | 001 | COLUMBIA MOBILE HOME PARK | M | 15 | C | 150 | Potable water is distributed throughout a 65 space mobile home park.The water is ditributed throuh an old poly ethylene piping system that has deteriorated with age.The system breaks down on a continual basis requiring repair work.The constant shut down a | The existing potable water distribution system will be dug up and replaced with materials and components that meet current codes and standards.The system will be designed by a registered professional engineer,go through the proper approval channels and i | 165000 | 2010-01-01 | 11 | Merced District | Columbia MHP Potable Water Distribution System
4900552 | 001 | MICHELE MUTUAL WATER COMPANY | M | 15 | C | 170 | Aging system, steel pipes circa 1956, mains: 4 & 6 inch. | Replace mains and upgrade hardware in the process: 40,000 gal redwood tank, approx. 7,400 feet of mains, wells and pumps as required. | 190000 | 1998-01-01 | 18 | Sonoma District
1900062 | 001 | L.A RETARDED CHILDREN RANCH WATER AGENCY | M | 15 | C | 175 | The Water System is in need of an additional water source to meet the demands of the community, i.e new ground well. All details can be provided by the LPA- LA County Water Quality Program. | The project is a community water system consisting of 15 to 24 connections and a treated ground water source. The system is in need of an additional water source, or additional water storage tank. | 500000 | 2009-01-01 | 16 | Central District | L.A Retarded Children Ranch Water Agency
3600185 | 001 | Oak Glen Domestic Water | M | 15 | C | 175 | Old substandard mainline | Replace mainline | 200000 | 1998-01-01 | 13 | San Bernardino District
0600011 | 001 | DEL ORO WATER CO.-WALNUT RANCH | M | 15 | C | 182 | Need additional water source. | Construct additional water source and pipeline appurtenances. | 150000 | 1998-01-01 | 21 | Valley District
1000426 | 001 | RIVERBEND MOBILE HOME & RV PARK | M | 15 | C | 200 | Single well, if it fails, the system is out of water | Drill a new well or interconnection if possible. | 200000 | 2009-01-01 | 23 | Fresno District | New well to augment single well
2600538 | 001 | LOWER ROCK CREEK MUTUAL WATER CO. | M | 15 | C | 200 | Inadequate storage capacity | Construct new 100k gal tank | 80000 | 1999-01-01 | 13 | San Bernardino District
2600538 | 002 | LOWER ROCK CREEK MUTUAL WATER CO. | M | 15 | C | 200 | Inadequate pressure in upper zone | Construct 900 ft of 6inch to loop upper zone | 95000 | 2000-01-01 | 13 | San Bernardino District
3301428 | 002 | BLYTHE - MESA RANCH | M | 15 | C | 200 | This is a 500,000-gallon bolted steel reservoir that has been in service for over ten years. Recent issues are corrosion of interior panels and seems which will lead to water quality issues, water loss, and potential failure of the tank leaving the commu | The project entails preparing and rehabilitating the reservoir's interior surface by application of a 100% solids polyurethane lining system (Zebron or approved equal). This will basically revive the life of the existing tank avoiding potential health ha | 105316 | 2010-01-01 | 20 | Riverside District | Palo Verde College Reservoir Rehabilitation and Lining Project
4000512 | 004 | BELLA VISTA MOBILE LODGE | M | 15 | C | 200 | This system has a 33,000 gallon bolted steel water tank that developed a leak on June 26, 2009. The supply line from the well to the tank is 6" welded steel, it currently has repair clamps on an average 1 every 2 1/4 feet | Repair and reline the existing water tank. This proses should give the tank an additional 40 years. (cost, $35,000.00)Replace the 6" steel pipe with 3" PVC, life span unkown, (cost, $29,000.00) | 74000 | 2010-01-01 | 6 | Santa Barbara District | Tank repair and pipe replscement
4600018 | 005 | SIERRAVILLE P.U.D. | M | 15 | C | 200 | Because there are two dead-end lines and some inadequately sized piping on east Main Street in Sierraville, water quality and pressure are poor at that end of town and service to the area must be shut down when maintenance is required. Pressure also is no | Installing a loop connector pipe under California State Highway 49/89 at the east end of Main Street, Sierraville. | 43700 | 2010-01-01 | 2 | Lassen District | Sierraville Public Utility District East End Loop Project
5400504 | 003 | A & A MHP | M | 15 | C | 200 | We only have one source of water | Install new well with pump. | 100000 | 2010-01-01 | 12 | Visalia District | A&A MHP Water System
5400957 | 001 | WEST GOSHEN MUTUAL WATER CO | M | 15 | C | 200 | Water system lacks the capacity in the backup well to meet water system demands. It does not have any water storage and therefore does not meet the waterworks standards or fire protection. The system does not have capability to disinfect the source wate | The project would provide a needed reliable water source by constructing a water tank, booster pumps, and new pump in the backup well, along with providing chlorination and needed water meters to regulate the water usage. | 475000 | 2010-01-01 | 12 | Visalia District | Water Improvement Project
4600019 | 001 | SIERRA CO. W.W.D #1 CALPINE | M | 15 | C | 225 | Inadequate water pumping and storage capacity to serve commercial, residential, and fire protection needs. System is at full production capacity. Outdated watermains leak. | Drill new well, construct new pumping station, and construct new storage tank (140,000 gallons). Replace old riveted steel pipe. | 275000 | 1998-01-01 | 2 | Lassen District | System rehabilitation (1997)
4200870 | 004 | CASMALIA COMM. SERVICE DIST. | M | 15 | C | 234 | This is a sole source water system. The source is ~ 4 miles from the community and is owned by a large corporation. The community pays enormous fees to the corporation for water. This disadvantaged community cannot afford to continue paying the fees, and | The proposed project is to construct a new well within the community. The system has negotiated access to several land easements for a well. They will drill a test well, and if successful, will construct a new well at that closer location.No other water s | 300000 | 2010-01-01 | 6 | Santa Barbara District | New Water Source
0910007 | 001 | LUKINS BROTHERS WATER COMPANY | M | 15 | C | 250 | Two wells must be replaced to provide reliable source capacity. | Drill new well at property of Well 4 and replace Well 3 on new property. | 250000 | 1998-01-01 | 9 | Sacramento District | Well Replacement (1997)
0910007 | 003 | LUKINS BROTHERS WATER COMPANY | M | 15 | C | 250 | Inadequate storage capacity. | Install storage tanks with pump and generator station. | 800000 | 2002-01-01 | 9 | Sacramento District | Storage tanks and generator (1997)
3100038 | 001 | HEATHER GLEN COMMUNITY SERVICE DIST | M | 15 | C | 250 | Heather Glen Community Services DistrictTreated water storage in the existing system is limited to one 100,000 gallon redwood tank. The tank is more than 50 years old and is critical for proper system operation.The proposed project includes a new 150,000 | Storage in the existing system is limited to one 100,000 gallon redwood tank. The tank is more than 50 years old and is critical for proper operation of the system. The proposed project includes a new 150,000 gallon steel tank located at the existing si | 400000 | 2010-01-01 | 2 | Lassen District | Heather Glen Community Services District Water Storage and System Reliability Project
0310015 | 002 | RABB PARK COMMUNITY SER. DIST. | M | 15 | C | 268 | SECTION OF MAIN LINE EXPERIENCING NUMEROUS BREAKS. | INSTALL 750' OF C-900 PIPELINE. OTHER = DESIGN AND CONSTRUCTION. | 38000 | 1998-01-01 | 10 | Stockton District | Mainline replacement (1997)
5500193 | 002 | TAMARRON MOBILE HOME PARK | M | 15 | C | 273 | Tamarron Mobile Home Park is a 90 space mobile home community in Sonora,Ca (Tuolumne Co).Potable water is distributed through the park from a well.The existing distribution system has mimimal storage capacity which leads to loss of pressure problems when | Funds are requested for the purpose of designing and building a water storage system to be integrated with an existing distribution system.The storage system will be designed by a registered,prfessional engineer and constructed by a competent contractor. | 45000 | 2010-01-01 | 11 | Merced District | Tamarron MHP Potable Water Storage
1400005 | 001 | Owens Valley Water Company | M | 15 | C | 300 | Lack of water pressure in residences | Determine problem for lack of water pressure and repair | 25000 | 2001-01-01 | 13 | San Bernardino District | Correct pressure problems
1600002 | 001 | EL DORADO MOBILE PARK | M | 15 | C | 300 | The El Dorado MHP has over 100 connections and serves a population that exceeds 300. Currently the park is served by one well with no back-up. There is an older well onsite that is damaged and could possibly be repaired (or properly distroyed). | This community is served by one well. If drought conditions persist, the current well could be vulnerable to shortages. | 500000 | 2009-01-01 | 12 | Visalia District | El Dorado MHP Back-up Well
2000509 | 007 | CASCADEL MUTUAL WATER SYSTEM | M | 15 | C | 300 | The project proposes to replace three, leaking 15,000 gallon storage tanks with a new storage tank. The existing tanks were inspected in 2007 and found to be deficient. These tanks tanks hold approximately 1/3 of the system's storage. Additionally, the pr | The project would entail removing three existing 15,000 gallon tanks and constructing 100,000 gallons of storage. All costs of deconstruction, site prep, construction, controls and engineering are included. This additional storage, and other planned stora | 250000 | 2010-01-01 | 11 | Merced District | Water Storage Replacement And Supplementation ER
2000509 | 008 | CASCADEL MUTUAL WATER SYSTEM | M | 15 | C | 300 | The Cascadel Mutual Water Company Inc. relies on two groundwater wells and a spring as its primary water sources. A third pair of closely communicating wells exceed EPA regs for uranium. The two wells can provide approximately 20gpm combined continuously. | Drill an additional 8" inch water well at the Well #3 location with controls and tie-in to existing infrastructure. | 125000 | 2010-01-01 | 11 | Merced District | Groundwater Source Development
2000509 | 009 | CASCADEL MUTUAL WATER SYSTEM | M | 15 | C | 300 | On advice of Cal DHS's Eugene Reade the Cascadel Mutual Water Company Inc. drilled an additional water well, dubbed Well #3.At the time of drilling, the air lift indicated a potential production of 120 gpm reached at the very bottom of its 858 feet. As is | Improve Well #3 by removing or drilling out the lining and deepening the well for substantially higher yields. This is the most cost effective first attempt at developing wells further. | 35000 | 2010-01-01 | 11 | Merced District | Well #3 Deepening
2000509 | 010 | CASCADEL MUTUAL WATER SYSTEM | M | 15 | C | 300 | When the Cascadel Mutual Water Company upgraded to a new system in 1996 with both federal grant funds and a 40-year low interest USDA loan portions of the system were not completed. Due to fiscal difficulties and the challenge of serving a very small comm | Approximately 3000 feet of 10 inch water main and 6 hydrants to be installed in two incomplete areas of the original planned system. Local Tribal monitors will be hired. | 250000 | 2010-01-01 | 11 | Merced District | Cascadel Road Water System and Hydrants Completion CMWC ER
2000509 | 011 | CASCADEL MUTUAL WATER SYSTEM | M | 15 | C | 300 | The project proposes install monitoring equipment and automatic controls at all storage and pumping facilities. Currently only the primary storage location has monitoring equipment w/ alarms. Pumps are operated manually with the use of timers. Current reg | This project would install automatic controls and monitoring systems at all groundwater sources and storage locations. Currently there are five water sources and two storage locations. Additional storage locations are planned. | 20000 | 2010-01-01 | 11 | Merced District | Water System Control And Monitoring
2000509 | 012 | CASCADEL MUTUAL WATER SYSTEM | M | 15 | C | 300 | Cascadel Woods in a State Responsibility Area in a remote heavily wooded area on steep terrain with unacceptably high fuel loads, inadequate access and high density housing on typical third acre lots. Cascadel Woods is too remote from the North Fork Water | At the Well #3 site there is sufficient level ground to install two water storage tanks of minimum size of 100,000 gallons each. Tank pairs are advantageous for smaller footprints and servicing one tank while leaving another online. A single large tank is | 500000 | 2010-01-01 | 11 | Merced District | Cascadel Woods Fire Protection Water Storage ER
3700922 | 003 | LIVE OAK SPRINGS WATER COMPANY | M | 15 | C | 300 | This water system is over 70 years old. One of the wells put in only gives us 5 gallons per minute. We need a new well because the old well is contaniminated and we cannot replace it as we spent our money putting in this well. The water system requires a | This water system is over 70 years old. One of the wells put in only gives us 5 gallons per minute. We need a new well because the old well is contaniminated and we cannot replace it as we spent our money putting in this well. The water system requires a | 200000 | 2010-01-01 | 14 | San Diego District | Well replacement, storage, shut off valves.
5400641 | 002 | TEVISTON C S D | M | 15 | C | 300 | The Teviston Community Services District is supplied water by 2 water wells. The South Well located on Avenue 80 has been operable for several months. The system needs the second well to meet fire flow requirements and as a backup should the north well | The proposed project would be the rehabiliation (drilling deeper) of Teviston's South Well and Pump located on the north side of Avenue 80 between Roads 128 and 132. | 200000 | 2010-01-01 | 12 | Visalia District | Teviston South Well Rehabiliation Project
2400167 | 002 | Ballico Community Serv. Dist. | M | 15 | C | 309 | Water system lacks adequate and reliable water supply because it has only one well as its total water source. System does not have any storage capacity. Loss of this well or pump will result in loss of all water to the entier community until correction is | Locate and purchase property for new well site. Design well construction, wellhead features, connection to existing distribution system, and wellhead protection/security. Drill test well, conduct test well monitoring. Construct well, wellhead. Purchase an | 700000 | 2010-01-01 | 11 | Merced District | Additional Well for Ballico CSD
2300591 | 005 | PINE MOUNTAIN MUTUAL WATER CO. | M | 15 | C | 310 | Aging water main starting to have more leaks. | Replace water main with 6 inch PVC as well as lateral services. | 775500 | 1998-01-01 | 3 | Mendocino District | Water main replacement (1997)
4600017 | 002 | R.R. LEWIS SMALL WC | M | 15 | C | 324 | Currently operating under a Health Department Order to install permanent chlorination on the Anderson Spring since 2002. Have operated on a temporary system with the temporary permission of the forest service since 1999 in order to comply with health sta | The primary purpose is to install a permanent chlorination facility and approximately 1200ft of piping to act as the contact tank prior to being inserted into the distribution system. The chlorinated water will be back fed | 286500 | 2009-01-01 | 2 | Lassen District | Installation of permanent chlorination And storage facility replacement
1800534 | 001 | SPAULDING EAGLE LAKE MWC | M | 15 | C | 325 | Low water pressure. | Replace 2-inch pipes with 6-inch pipes throughout the water system. | 125000 | 2001-01-01 | 2 | Lassen District | Replace distribution system
5100107 | 003 | SUTTER CO. WWD#1 (ROBBINS) | M | 15 | C | 336 | A portion of the Robbins water distribution system is nearly 60 years old. The main distribution lines were constructed with galvanized iron pipe and is deteriorating leading to many failures and costly repairs. Many portions of the system have dead end l | The project will replace 7600 lineal feet of aging galvanized pipe with PVC C900 to current adopted County standards. The distribution pipe size will be increased to allow better fire flow capacity. The improvements will also include the addition of thrus | 330000 | 2007-10-01 | 21 | Valley District | Robbins Water Main Replacement Project
3900831 | 001 | ARBOR MOBILE HOME PARK WS | M | 15 | C | 340 | SYSTEM HAS SINGLE WELL | RENOVATE BACK-UP WELL. OTHER = DESIGN AND CONSTRUCTION | 10000 | 1998-01-01 | 10 | Stockton District
1400006 | 002 | Pine Creek Village | M | 15 | C | 350 | Single source of supply | Drill backup well | 381300 | 1998-01-01 | 13 | San Bernardino District | New well (1997)
1400006 | 003 | Pine Creek Village | M | 15 | C | 350 | Old, undersized transmission and distribution lines | Replace lines | 611500 | 1998-01-01 | 13 | San Bernardino District | Distribution system replacement (1997)
1400006 | 004 | Pine Creek Village | M | 15 | C | 350 | Storage facilities in poor structural condition | Construct new tank | 107400 | 1998-01-01 | 13 | San Bernardino District | Construct tank (1997)
1000021 | 001 | FCSA #5/WILDWOOD ISLAND | M | 15 | C | 360 | CSA No. 5 must be able to provide water service for 151 single family residential parcels. The original water system was constructed in 1966. The two original 10,000 gallon hydropneumatic tanks are rusted and seeping. The tanks have deteriorated beyong | The cost estimate to replace both hydro tanks and remove the existing tanks is $160,000. The existing tanks shall be hauled to a recycler. The cost estimate to upgrade both electronic control panels is $20,000. | 170000 | 2010-01-01 | 23 | Fresno District | Replace two 10,000 gallon hydropneumatic tanks and electronic control panels.
1200538 | 006 | MYERS FLAT M.W.S. INC. | M | 15 | C | 400 | Myers Flat water supply is not secure and puts the Town in the position of a potential deficit. The Town’s current sole water source is a groundwater well located on private property and was originally only intended to be used 6 months out of the year. A | The proposed project is to install a new well in close proximity to the existing distribution system. The new well will enable the District to provide the necessary water capacity to meet the supply need of the system customers. The new water supply well | 1624750 | 2010-01-01 | 1 | Klamath District | Myers Flat Water Supply and Distribution System Project
1800512 | 003 | CLEAR CREEK CSD-WESTWOOD | M | 15 | C | 400 | Need additional 250,000 gallons of storage capacity. Need to replace existing watermains. | Construct 250,000 gallon storage tank. Install 8" and 6" water lines to replace existing 4" and 2" lines. | 250000 | 2000-01-01 | 2 | Lassen District | Water main replacement and additional storage tank (1997)
5400670 | 001 | TRIPLE R MUTUAL WATER CO | M | 15 | C | 400 | Inadequate source reliability - 3 of 7 wells removed from service that exceed nitrate MCL. | Blending treatment or drill new wells | 100000 | 2002-01-01 | 12 | Visalia District
3600107 | 001 | Forest Park MWC | M | 15 | C | 415 | Insufficient source and storage capacity | Construct new sources and storage facilities | 150000 | 1998-01-01 | 13 | San Bernardino District | Source and storage capacity (1997)
3600226 | 003 | CSA 70F, Morongo Valley | M | 15 | C | 450 | Distribution system does not meet waterworks standards | Replace pipe and booster stastion | 580000 | 2000-01-01 | 13 | San Bernardino District | Distribution system and booster station
3600226 | 004 | CSA 70F, Morongo Valley | M | 15 | C | 450 | Master Plan does not provide for reliable water system operation | Develop new master plan | 50000 | 2000-01-01 | 13 | San Bernardino District | Master plan
2310013 | 008 | POINT ARENA WATER WORKS | M | 15 | C | 465 | Installation of approximately 540 feet of 12" main line on Mill Street, Point Arena to replace a deteriorated section of 6" main line, which is over 60 years old. | Upgrade a 60 year old 540 foot section of the existing main line to a 12" main line. This upgrade will increase the Fire Flow protection of the City of Point Arena as well as secure the integrity of the infrastructure of the distribution pipes in that par | 75900 | 2010-01-01 | 3 | Mendocino District | Water Mains
2310013 | 009 | POINT ARENA WATER WORKS | M | 15 | C | 465 | Lack of security around Main Water Storage tanks and well. | Install an electric gate and security fence at the Main water storage tanks located at 135 Riverside Drive, Point Arena. Install security fence around the Garcia River Well located on Windy Hollow Road, Point Arena, California. | 41300 | 2010-01-01 | 3 | Mendocino District | Security Gate and Fences
4000568 | 002 | SAN SIMEON CSD | M | 15 | C | 499 | Single source of supply from reservoir to distribution system.Low flow/pressure to customers. | Construct an upgraded parallel line to the reservoir. | 100000 | 2003-01-01 | 6 | Santa Barbara District
5000005 | 003 | CROWS LANDING COMM SVC DISTRICT | M | 15 | C | 500 | The existing land uses in the Crows Landing community consist of residential, commercial,and industrial developments, in addition to a public school. The Community of Crows Landing currently receives its potable water supply from two groundwater wells. O | The propose project consists of installation of 14,900 linear feet of eight (8) inch PVC pipe and 3000 linear feet of twelve (12) inch PVC plus 4600 linear feet of sixteen inch PVC. This will include 66 eight-inch gate valves and 30 twelve-inch butterfly | 2276000 | 2010-01-01 | 10 | Stockton District | Replacement of water mains (2009)
2000521 | 001 | BROADVIEW TERRACE MUTUAL WATER COMPANY | M | 15 | C | 510 | WATER MAINS ARE TOO SMALL TO PROVIDE ADEQUATE SYSTEM RELIABILITY. | INSTALL 6 INCH DIAMETER MAINS WITH FIRE HYDRANTS. | 300000 | 1999-01-01 | 11 | Merced District | Water Main Replacement
4600009 | 004 | SIERRA BROOKS PSD | M | 15 | C | 515 | Sierra Brooks water system was developed to support the Sierra Brooks residential subdivision. This community encompasses approximately 400 acres originally consisting of 398 single family residential parcels along with open space areas. The subdivisio | The project scope includes the following improvements to the water system:1. Installation of 2,500 feet of 10" pipeline.2. Installation of 4900 feet of 8" pipeline.3. Installation of approximately 800 feet of 6" pipeline.4. Construct inter-ties between up | 1500000 | 2010-01-01 | 2 | Lassen District | Sierra Brook Water System Improvment
1800511 | 001 | LAKE FOREST MUTUAL W.C. | M | 15 | C | 568 | Storage tank needs rehabilitation. Storage capacity is inadequate. Need more fire hydrants. | Recoat largest storage tank. Build new tank. Replace and add fire hydrants. | 100000 | 1998-01-01 | 2 | Lassen District | Storage tank
1410002 | 002 | LADWP - INDEPENDENCE | M | 15 | C | 586 | Old, substandard mainline | Replace mainline | 350000 | 1999-01-01 | 13 | San Bernardino District | Replace distribution system (1997)
1410002 | 006 | LADWP - INDEPENDENCE | M | 15 | C | 586 | Inadequate storage capacity | Construct new tank | 100000 | 2000-01-01 | 13 | San Bernardino District | Additional storage (1997)
3110023 | 001 | NORTH TAHOE PUD - CARNELIAN WOODS | M | 15 | C | 600 | Unreliable system supply. | Construct an intertie to District's main water system. Involves design and construction. | 1082500 | 1999-01-01 | 2 | Lassen District | Intertie to NTPUD - Main
3110023 | 002 | NORTH TAHOE PUD - CARNELIAN WOODS | M | 15 | C | 600 | Well is unreliable and is at risk for outages and reduced water pressure. | Construct a new well. Involves design and construction. | 280000 | 1998-01-01 | 2 | Lassen District | Replace well
3110023 | 004 | NORTH TAHOE PUD - CARNELIAN WOODS | M | 15 | C | 600 | Deteriorated Distribution system. | Replace distribution system. | 600000 | 2002-01-01 | 2 | Lassen District | Replace distribution system
3110048 | 002 | PLACER CSA - SHERIDAN | M | 15 | C | 600 | Placer County Community Service Area 28, Zone 6 (CSA), owns and operates the Sheridan Public Water System (water system) in the community of Sheridan, California. The water system consists of two (2) public water supply wells and a network of distributio | Sheridan, a small, rural community located in the western portion of Placer County is an area of relatively level topography spanning approximately 200-acres, a grid of approximately 5 by 6 city blocks. Sheridan’s water system was originally built in 196 | 950000 | 2010-01-01 | 2 | Lassen District | Sheridan Water Supply and Distribution Project
3600301 | 001 | Strawberry Lodge MWC | M | 15 | C | 640 | Old, substandard mainline | Replace mainline | 750000 | 1999-01-01 | 13 | San Bernardino District
3610023 | 004 | GREEN VALLEY MWC | M | 15 | C | 700 | Replacement of 50 year old water main and fire hydrants and service connections. Pipe is composed of AC Pipe. | This is a pipeline replacement project. The pipeline will replace a substandard asbestos Cement - 4 inch diameter water transmission main with metered service connections. The new pipeline will be of PVC C-900 and 6 inch diameter to meet current supply an | 275000 | 2010-01-01 | 13 | San Bernardino District | Angeles main replacement
2010009 | 001 | MADERA CO SA NO 19-ROLLING HILLS | M | 15 | C | 727 | THE SYSTEM HAS TWO WELLS, THE MAIN WELL (NO. 1) HAS EXPERIENCED SANDING PROBLEMS WHICH HAS RESULTED IN ITS REDUCED CAPACITY. THE SYSTEM HAS HAD LOW PRESSURE PROBLEMS DURING THE SUMMER MONTHS. | INSTALL A NEW WELL AND A STANDBY GENERATOR. | 500000 | 1998-01-01 | 11 | Merced District
1410005 | 001 | INDIAN CREEK COMMUNITY SERVICE DISTRICT | M | 15 | C | 785 | Inadequate storage results in low pressure problems in higher pressure zone during summer | Construct a 500,000 gallon storage tank | 600000 | 2000-01-01 | 13 | San Bernardino District
1410005 | 002 | INDIAN CREEK COMMUNITY SERVICE DISTRICT | M | 15 | C | 785 | Low pressure episodes in summer. No storage capacity. | Install 50,000 gallon storage tank and booster pump station. | 800000 | 2002-01-01 | 13 | San Bernardino District
3110036 | 003 | NORTH TAHOE PUD - DOLLAR COVE | M | 15 | C | 800 | Water mains leak; lines are deteriorated and do not provide proper circulation of water. | Replace 4,510 ft of water mains. Involves design and construction. | 419000 | 2000-01-01 | 2 | Lassen District
1510051 | 002 | LEBEC COUNTY WATER DISTRICT | M | 15 | C | 830 | No flow meters at well sites. With the addition of flow meters the District will be able to account for water losses and keep track of pump performance and efficiency. | The installation of three flow meters at each of the Districts source wells. | 40000 | 2010-01-01 | 19 | Tehachapi District | Flow Meters at Wells
1510051 | 003 | LEBEC COUNTY WATER DISTRICT | M | 15 | C | 830 | The State Well pump and State Well tank booster use the same electrical system and motor starter. If the State Well pump is out of service then the booster pump is off line. | The project would modify the existing electrical system to provide a separate starter for the booster pump | 25000 | 2010-01-01 | 19 | Tehachapi District | Starter Booster for State Well
1510051 | 005 | LEBEC COUNTY WATER DISTRICT | M | 15 | C | 830 | System is divided by the 5-freeway with only one connection. If the connection were to break, only available water is storage tank with limited capacity and this line also crosses the 5 freeway. | The Project would be an interconnection of approximately 1,600 feet of 6 inch water main and a pressure reducer valve assembly. | 65000 | 2010-01-01 | 19 | Tehachapi District | State and Lebec Zone Interconnections
1510051 | 006 | LEBEC COUNTY WATER DISTRICT | M | 15 | C | 830 | There is not enough storage capacity to meet current and future demand for the system. | The project would provide additional storage capacity for the system. It would consist of a 250,000 gallon storage tank that would be connect to the distribution system by 6,000 Lineal feet of 8-inch diameter water main. In addition a booster pump would b | 750000 | 2010-01-01 | 19 | Tehachapi District | Lebec - New Tank/Booster system
1510051 | 008 | LEBEC COUNTY WATER DISTRICT | M | 15 | C | 830 | Not enough storage in the Lebec Zone to handle current and future maximum daily demand. | The project would provide additional storage capacity at the Lebec Tank site. It would consist of the addition of a 100,000 gallon tank at the existing Lebec Tank site. | 260000 | 2010-01-01 | 19 | Tehachapi District | New Tank Lebec Zone
1510051 | 009 | LEBEC COUNTY WATER DISTRICT | M | 15 | C | 830 | Currently a large portion of the district has insufficient source capacity. | The project would consist of adding a booster pump to add additional MDD capacity. | 80000 | 2010-01-01 | 19 | Tehachapi District | Booster pump from State to Chimney Zone
1510051 | 010 | LEBEC COUNTY WATER DISTRICT | M | 15 | C | 830 | Currently, well pumps are turned on automatically by a timer system or by manual operation. Timer can be adjusted as needed to account for seasonal variations in demand. If a high demand occurs, the tank levels could drop to a critical level, or a well c | the installation of a Supervisory Control and Data Acquisition (SCADA) system would allow operators to monitor on a computer selected parameters including tank levels, pumping flow rates, pressure, well pump status, etc. This will reduce the time operato | 450000 | 2010-01-01 | 19 | Tehachapi District | Alarm and SCADA systems
1510051 | 011 | LEBEC COUNTY WATER DISTRICT | M | 15 | C | 830 | This zone has the highest demand and there is not enough capacity with existing tank. | Demolish the current 40,000 gallon tank and replace it with a 250,000 gallon tank. Because the tank has the highest elevation of the system it could also feed the lower elevation zones. | 500000 | 2010-01-01 | 19 | Tehachapi District | Lebec - New Tank Chimney Canyon Zone
1510051 | 012 | LEBEC COUNTY WATER DISTRICT | M | 15 | C | 830 | The District does not have a portable emergency generator to allow pumping during electrical outages. The problem is made worse because the nearest rental agency is about an hour drives away from the District. Additionally, the well sites are not equipped | The project would consist of retrofitting important well sites or booster pump stations with generator receptacles and a portable generator mounted on a trailer. | 40000 | 2010-01-01 | 19 | Tehachapi District | Portable Emergency Generator
1510051 | 013 | LEBEC COUNTY WATER DISTRICT | M | 15 | C | 830 | The existing 3-inch diameter pipeline that serves the Phillips Pressure Zone is inadequate for fire flows, high water demands and future demands. In addition the pipe size does not meet current standards for a water main as allowed by the California Water | Approximately 3,200 lineal feet of 3-inch pipeline would be replaced with 6-inch diameter water main. | 110000 | 2010-01-01 | 19 | Tehachapi District | Up-size Water Main for Phillips Pressure zone
1610006 | 003 | STRATFORD PUD | M | 15 | C | 837 | The Stratford Public Utility District (District) provides both water and sewer service to the unincorporated community of Stratford. The District's water supply consists of three wells. The wells pump directly into the distribution system with an elevat | The project consists of purchasing additional property adjacent to Well 6, construction of a 600,000 gallon ground level storage tank, installing booster pumps, electrical, controls, hydropneumatic tank, piping Well 7 to the site, distribution system modi | 1700000 | 2010-01-01 | 12 | Visalia District | System Pressure and Source Capacity Enhancement
0610003 | 001 | MAXWELL PUBLIC UTILITY DISTRICT | M | 15 | C | 850 | Maxwell Utilities is unable to deliver an adequate amount of water to supply the needs for the residents and businesses in the town of Maxwell, due to one of two wells not able to provide significant water quantity or quality due to the age and shape of t | Due to what was described above the Maxwell Public Utility District has no other option but to put in a new well but do not have the funds to follow through with the project. Project would consist of a well house, well casing, well, pump, pipeline from fa | 700000 | 2010-01-01 | 21 | Valley District | Research/Develop Well#6 with Security & Montoring System
5510026 | 001 | PHOENIX LAKE ESTATES CC MWC | M | 15 | C | 870 | Our water system is 40+ years o ld and service lines are galvanized steel. There are many leaks in these service lines, and many of the curb stops are leaking or non-functional as well. All need to be replaced to ensure system sanitation and to save was | This project will replace approximately 175 2-inch galvanized service lines with flexible poly-type plastic. Trenching, plumbing, and asphalt replacement will be required. No concrete sidewalks are involved. This project is labor intensive. Materials | 350000 | 2010-01-01 | 11 | Merced District | Service Connection Replacement, Phase 1
5510026 | 002 | PHOENIX LAKE ESTATES CC MWC | M | 15 | C | 870 | We have one fire hydrant in our system that is connected to the water main through only a 2" pipe. This pipe is too small for a sufficient flow of water to the hydrant, and the hydrant is located in an area where access by fire tanker trucks is extremely | This project will replace approximately 240 feet of 2-inch pipe with 4-inch pipe in order to increase water flow rate to a critical fire hydrant. The project will also replace approximately 120 feet of 1-inch pipe with 2-inch pipe in order to more adequa | 18000 | 2010-01-01 | 11 | Merced District | Upgrade Lateral Pipelines
5510026 | 003 | PHOENIX LAKE ESTATES CC MWC | M | 15 | C | 870 | Our water system is 40+ years o ld and service lines are galvanized steel. There are many leaks in these service lines, and many of the curb stops are leaking or non-functional as well. All need to be replaced to ensure system sanitation and to save was | This project will replace approximately 175 2-inch galvanized service lines with flexible poly-type plastic. Trenching, plumbing, and asphalt replacement will be required. No Concrete sidewalks are involved. This project is labor intensive. Materials | 350000 | 2010-01-01 | 11 | Merced District | Service Connection Replacement, Phase 2
5510026 | 004 | PHOENIX LAKE ESTATES CC MWC | M | 15 | C | 870 | Our water system is 40+ years old. Many of our dry barrel type fire hydrants are failing. The oldest of our hydrants need to be replaced and most also need shut off gate valves installed. At the present time we are replacing hydrants as they fail -- ei | Replace approximately 50 fire hydrants and install shut off gate valves between mainline and hydrant. Work includes trenching, plumbing, and asphalt replacement. No concrete sidewalks are involved. | 300000 | 2010-01-01 | 11 | Merced District | Fire Hydrant Replacement
5400631 | 003 | LINNELL FARM LABOR CENTER | M | 15 | C | 896 | The Linnell Farm Labor Center (FLC) was built in 1937. It was known then simply as the Linnell Labor Camp. Since its inception, the center has been through remodels, and modernization projects large and small. Plus over the years, additional housing ha | The drinking water system needs to be replaced starting at the well, and ending at the last of the 191 home sites. There are two existing wells. The South well has the original pump, and the North well's pump was replaced in 1999. The watertower was a | 1500000 | 2010-01-01 | 12 | Visalia District | New source and storage-distribution
1410004 | 001 | BIG PINE CSD | M | 15 | C | 999 | Lack of production capacity due to deterioration of well | Construct new well | 140000 | 1999-01-01 | 13 | San Bernardino District | Construct new well
3610021 | 001 | FALLSVALE SERVICE COMPANY | M | 15 | C | 1100 | Leaking mainlines and tanks | Repair or replace mainlines and tanks | 90000 | 1998-01-01 | 13 | San Bernardino District
1410003 | 002 | LADWP - LONE PINE | M | 15 | C | 1118 | Old, substandard mainline | Replace mainline | 200000 | 1999-01-01 | 13 | San Bernardino District | Distribution system replacement (1997)
1410003 | 003 | LADWP - LONE PINE | M | 15 | C | 1118 | Inadequate storage capacity | Construct new tank | 310000 | 1998-01-01 | 13 | San Bernardino District | Additional storage capacity (1997)
4510004 | 003 | SHASTA CO. SERVICE AREA #6 | M | 15 | C | 1119 | The current system consist of aging (25 year old) 3 inch galvanized water mains, gate valves, and wharf hydrants. The galvanized pipes are prone to leak and are in generally poor condition. The water system has been modeled for fire fighting capacity. | The current water system consists of three inch galvanized steel water mains, gate valves, and wharf hydrants. The small pipes limit fire fighting capacity. The system cannot meet the required flow of 1000 gpm. In a fire emergency the existing system w | 1000000 | 2010-01-01 | 2 | Lassen District | CSA #6 Silverthorn Distribution Replacement
2010006 | 001 | MADERA CSA NO 3 PARKSDALE | M | 15 | C | 1188 | THE WATER SYSTEM DOES NOT HAVE ADEQUATE RELIABILITY FACILITIES AND ITS CUSTOMERS HAVE EXPERIENCED WATER OUTAGES DURING PG&E POWER FAILURES. | INSTALL A NEW WELL AND A STANDBY GENERATOR. | 400000 | 1998-01-01 | 11 | Merced District
2410018 | 002 | SANTA NELLA COUNTY WATER DISTRICT | M | 15 | C | 1500 | Additional water supply is needed to serve the areas of the District not elgible for treated aqueduct water, to provide blending water for treated surface water containing TTHMS, and for a backup supply during treatment plant emergencies, or periods when | The project would construct a potable water well and necessary pipelines and interconnections to facilitate blending and provide efficient uninterrupted water delivery. Needed water storage capacity would also be provided. | 1900000 | 2010-01-01 | 11 | Merced District | Water Supply Project
4010010 | 003 | SAN MIGUEL COMMUNITY SERVICES DISTRICT | M | 15 | C | 1500 | The San Miguel Community Services District (SMCSD) provides water service for about 1,850 people as well as recreational, public, commercial, and industrial uses. Currently the District has a total potable water storage capacity of 700,000 gallons, with a | The District’s Water Master Plan, adopted in March 2002, listed new water storage facilities to reduce this deficit as a first priority project. Subsequently, the District has implemented the first phase of this master plan recommendation by constructing | 850000 | 2010-01-01 | 6 | Santa Barbara District | 0.65 MG Water Supply Tank II
5410033 | 002 | PRATT MUTUAL WATER CO | M | 15 | C | 1500 | REPLACEMENT OF MAIN TRANSMISSION LINES | REPLACE NEW MAIN | 200000 | 1998-01-01 | 12 | Visalia District
4510008 | 001 | FALL RIVER MILLS C.S.D. | M | 15 | C | 1600 | One well serves two communities that are 8 miles apart. System does not fulfill the requirements of Section 64560(a)(6) (minimize the efects of equipment failures) of the Waterworks Standards. | Drill a new well in second community to provide the reliability required by the Waterworks Standards. | 150000 | 1998-01-01 | 2 | Lassen District
1610007 | 005 | HOME GARDEN CSD | M | 15 | C | 1750 | The Home Garden Community Services District (HGCSD) is an unincorporated district. It provides water to approximately 1800 residents in the community. In 2007, the HGCSD began constructing an Arsenic Removal Project. The State of California has design | To increase and maximize water pressure throughout the system and improve the District’s ability to efficiently provide arsenic treated water for the overall community, it is essential that the District install a new well and lines. Currently, the Distri | 1060000 | 2010-01-01 | 12 | Visalia District | Home Garden New Well for Arsenic Standard Compliance
3610011 | 001 | CEDARPINES PARK MWC | M | 15 | C | 1800 | Refinance distribution system remediation project | Refinance | 1670500 | 1998-01-01 | 13 | San Bernardino District
5410014 | 005 | TIPTON COMMUNITY SERVICES DIST | M | 15 | C | 1992 | The Tipton Community Services District (District) provides domestic water to the residents of the unincorporated community of Tipton. The District’s water system serves approximately 2,400 people. The District utilizes two (2) groundwater wells to suppl | The Tipton Community Services District (District) has identified the need for a new groundwater well for domestic water supply purposes. The District’s proposed project consists of designing and constructing a new groundwater well. At this time, a well | 1017000 | 2010-01-01 | 12 | Visalia District | New Municipal Water Well - Tipton CSD
1710010 | 002 | LOWER LAKE COUNTY WATER DISTRICT | M | 15 | C | 2025 | Old 100K redwood tank feeds to 500K tank. Restricts inflow limit to 600 gpm. Excess overflows tank. | Replace with 500K steel stank. Integrate with existing 500K tank with a 16 inch line and have the ability to shut off each tank for maintenance. | 200000 | 2001-01-01 | 3 | Mendocino District | Tank replacement (1997)
3610048 | 003 | TERRACE WATER CO | M | 15 | C | 2200 | Terrace Water Company is seeking to replace the system’s main transmission line. Terrace Water Company recently faced a significant break in the main transmission line, leaving customers entirely without water for 36 hours. The existing line is well past | Terrace Water Company is seeking support from the CDPH Economic Recovery funding program to replace the system’s main transmission line. Terrace Water Company has completed very few improvements since its establishment in 1890. The main transmission line, | 2600000 | 2010-01-01 | 13 | San Bernardino District | Terrace Water Co. Transmission Line Replacement
4510013 | 001 | SHASTA C.S.D. | M | 15 | C | 2320 | Insufficient storage capacity resulting in water outages. System not fulfilling Section 64560(a)(4) (provide adequate capacity) of the Waterworks Standards. | Construct 500,000 storage tank and pump station and extend 12-inch main to increase pressure and provide the reliability required by the Waterworks Standards. | 650000 | 1998-01-01 | 2 | Lassen District
4510013 | 002 | SHASTA C.S.D. | M | 15 | C | 2320 | System experiences low pressure at higher elevations, in violation of waterworks standards | Produce engineering construction plans and replace restrictive deteriorating line | 68000 | 2001-01-01 | 2 | Lassen District
1010028 | 005 | RIVERDALE PUBLIC UTILITY DISTRICT | M | 15 | C | 2416 | Riverdale Public Utility District has three water supply wells that provide water to the community. The District’s Well 2 has recently run dry due to declining ground water levels. The groundwater level has dropped below the well bottom and therefore th | The proposed project will consist of drilling a new well to replace Well 2. The new well site will be located on property that District owns which is located about ½-mile away from the Well 2 site. The replacement well would be designed to replace the e | 800000 | 2010-01-01 | 23 | Fresno District | Well #2 Replacement
4510002 | 002 | MOUNTAIN GATE C.S.D. | M | 15 | C | 2500 | Very low pressures or customers out of water for extended periods, undersized main lines. | Construction of 250,000 gallon capacity storage tank, booster pump station, 2,500 feet of 6-inch diameter water main. | 275000 | 2003-01-01 | 2 | Lassen District | Distribution system
4510002 | 003 | MOUNTAIN GATE C.S.D. | M | 15 | C | 2500 | failed intake structure drought conditions unreliable source water requires emergengy backup to protect public health and safety.currently an intertie exists with bella vista water district .this intertie is not able to furnish water to mtn gate as we | construct booster station building with 3phase power capable of 1000gpm.install 1000gpm pump ,switch gear and drive .install intertie pipeing , valves and backcheck devices .install 2way intertie meter. install security fence | 225000 | 2010-01-01 | 2 | Lassen District | mgcsd bvwd intertie
4510002 | 006 | MOUNTAIN GATE C.S.D. | M | 15 | C | 2500 | drought conditions at primary intake at shasta lake has eroded transmission main support . this pipeline is in iminent danger of failing. loss of this transmissiom main will stop all raw water reaching the treatment plant .this pipeline is exposed on wha | proposed project ; replacement of 2200ft. 12 in ductal iron pipeline .replace 30+yr old booster station with new, in alignment with new pipeline routing.remove all exposed pipe and demolish old pump station | 934000 | 2010-01-01 | 2 | Lassen District | mgcsd raw water pump station @main replacement project
3210009 | 003 | CHESTER PUBLIC U.D. | M | 15 | C | 2645 | Chester's water is currently obtained from four deep wells. The most recent well that was drilled approximately three years ago is now experiencing severe silting problems and has been taken off line after repeated attempts to rehabilitate it at great co | The project would consist of developing test well number five into a productive well, piping the well to the storage tanks, providing power to the well pump, well controls and an emergency generator. | 120000 | 2010-01-01 | 2 | Lassen District | Develop Well No. 5 to Replace Failing Well No. 4 Chester CPUD
5410009 | 011 | PIXLEY PUBLIC UTIL DIST | M | 15 | C | 2793 | The existing water system was constructed in the late 1940’s and early 1950’s. The lines range from 2-inch steel to 12-inch pipelines, however, most are 4-inch and 6-inch pipelines. The small pipelines and multiple dead ends impose a large pressure loss t | Correction of the problem includes looping of dead ends and replacement of waterlines 4-inches and smaller. Wharf hydrants will also be replaced. | 2070000 | 2010-01-01 | 12 | Visalia District | Water Main Replacement
5110007 | 002 | SUTTER COMMUNITY S.D. | M | 15 | C | 2885 | Need additional source of emergency water | Add a 1mgal tank and replace old pipe in one section of our system | 400000 | 2001-01-01 | 21 | Valley District | Storage tank and pipe replacement (1999)
2910002 | 002 | CITY OF NEVADA CITY | M | 15 | C | 3001 | During periods of summer peak hour flow, or during fire flow events, portions of the distribution system can experience low pressures, below the State required minimum of 20 psi. The system can also reach conditions of critically short supply during per | These circumstances of low pressures and reduced supply, can be caused by several factors. First, many of the water mains are undersized and antiquated, having been in service for over 100 years. The cast iron pipe has become tuberculated with deposits | 175000 | 2010-01-01 | 21 | Valley District | Distribution System Inter-ties with Nevada Irrigation District
2910002 | 003 | CITY OF NEVADA CITY | M | 15 | C | 3001 | A significant portion of the water distribution system piping has out-lived its useful service life. About sixty percent is cast iron pipe, which was installed 50 to 100 years ago. The pipe is heavily tuberculated with mineral deposits, which narrows th | Of the 20 miles of distribution system piping, about 60 percent is 4 to 6 inch cast iron, 38 percent 6 to18 inch ductile iron, and 2 percent 6 to 8 inch PVC. Most of the pipe was installed 50-100 years ago, and is in need of replacement to correct proble | 810000 | 2010-01-01 | 21 | Valley District | Water Distribution System Pipeline Replacement
2910002 | 004 | CITY OF NEVADA CITY | M | 15 | C | 3001 | Many of the City distribution system water valves were installed in the early 1900s. Many valves are non-functional, which inhibits maintenance and repairs to pipelines. | Approximately ten non-funtional valves will be replaced and approximately ten new valves installed. | 100000 | 2010-01-01 | 21 | Valley District | Water Distribution System Valve Rehabilitation and Installation
5510012 | 001 | TUD - UPPER BASIN WATER SYSTEM | M | 15 | C | 3446 | THE SYSTEM NEEDS ADDITIONAL WATER SUPPLY DURING THE ANNUAL DITCH OUTAGE EVENT AND DURING OTHER EMERGENCIES. | CONSTRUCT A 4 INCH DIAMETER PIPELINE AND INTAKE STRUCTURE TO OBTAIN WATER FROM BRENTWOOD POND. | 22000 | 2000-01-01 | 11 | Merced District
5510012 | 002 | TUD - UPPER BASIN WATER SYSTEM | M | 15 | C | 3446 | DURING DITCH OUTAGES, THERE IS INSUFFICIENT RAW WATER STORAGE AT THE WTP SITE. | CONNECT THE EXISTING LAKEWOOD RESERVOIR TO THE WTP INTAKE VIA PUMP AND PIPELINE. | 57000 | 1998-01-01 | 11 | Merced District
5510012 | 005 | TUD - UPPER BASIN WATER SYSTEM | M | 15 | C | 3446 | FREQUENT LEAKS IN STEEL SECTIONS OF THE BRENTWOOD DISTRIBUTION SYSTEM COMPOUNDED BY NUMEROUS SEPTIC TANK SYSTEMS IN THE AREA. | REPLACE STEEL PIPELINES IN EQUAL INCREMENTS OVER A 5 YEAR PERIOD. | 918000 | 1998-01-01 | 11 | Merced District
5510012 | 006 | TUD - UPPER BASIN WATER SYSTEM | M | 15 | C | 3446 | THE CEDAR ROCK SERVICE AREA IS SUPPLIED BY A PUMP STATION THAT EXPERIENCES POWER FAILURES AND SUBSEQUENT WATER OUTAGES. | RELOCATE A 60,000 GALLON BOLTED STEEL TANK TO THE SITE TO PROVIDE RELIABLE SERVICE. | 52000 | 2000-01-01 | 11 | Merced District
5510012 | 007 | TUD - UPPER BASIN WATER SYSTEM | M | 15 | C | 3446 | INADEQUATE STORAGE FOR INTERCONNECTION TO THE CRYSTAL FALLS SYSTEM. | CONSTRUCT A ONE MILLION GALLON STEEL STORAGE TANK. | 420000 | 1999-01-01 | 11 | Merced District
5510012 | 009 | TUD - UPPER BASIN WATER SYSTEM | M | 15 | C | 3446 | THE PRESSURE BOOSTER SYSTEM LOCATED ADJACENT TO THE SUGAR PINE RIDDLE TANK HAS DETERIORATED. | RECONSTRUCT THE PRESSURE SYSTEM. | 26000 | 1999-01-01 | 11 | Merced District
2710019 | 001 | CWSC OAK HILLS | M | 15 | C | 3494 | Inactive well with DCE contamination. | Install a GAC treatment process. | 200000 | 1998-01-01 | 5 | Monterey District | Inactive well w DCE contamination; install GAC (1997)
5310001 | 005 | WEAVERVILLE C.S.D. | M | 15 | C | 3554 | Water transmission main supplying 2.1 million gallon hydro reservoir from the East Weaver Treatment Plant is old and deteriorated and needs to be replaced to help ensure reliability of water supply to main pressure zone. | Replace water transmission main. | 1050000 | 2000-01-01 | 1 | Klamath District | Replacement of transmission main to reservoir
1410001 | 003 | CITY OF BISHOP | M | 15 | C | 3643 | The water line in Hanby Avenue is very important to the entire City of Bishop water system. The Hanby water line forms the eastern edge of the grid of water lines in the city. Unfortunately, the existing 6 inch galvanized line is undersized, deteriorate | Replace existing deteriorated 6 inch galvanized steel water line on Hanby Avenue from Line Street to East Pine Street with 8 inch plastic pipe for a distance of about 1000 feet. Construct new connections with water lines on Line, Willow, and May street i | 492100 | 2010-01-01 | 13 | San Bernardino District | Hanby Street Water Improvements
1410001 | 005 | CITY OF BISHOP | M | 15 | C | 3643 | Many of the water services along West Pine Street were installed very close to sanitary sewer service laterals and should be relocated. Many of the sewer laterals are made of metal, and have since thoroughly corroded, contaminating the soil and the poten | Install new hydrants to provide adequate spacing and uniformity throughout system. Relocate and reconnect water services and install meter boxes to existing homes. Spot repairs on existing distribution pipeline.Survey and geotechnical work have been com | 80000 | 2010-01-01 | 13 | San Bernardino District | West Pine Watermain Improvements
1410001 | 006 | CITY OF BISHOP | M | 15 | C | 3643 | The distribution pipeline along Sneden Street are undersized and old. The distribution network is unable to meet water demands for a residential fire. The pipeline is small, old, and corroding. Some of the service connections are located within a few f | Abandon 4 inch cast iron pipe in Sneden Street from Clarke Street to East Line Street and replace with 8 inch plastic pipe. Align 8 inch pipe with 8 inch ductile iron pipe in Sneden Street south of Clarke Street.Replace existing 8 inch "T" and valves at | 170000 | 2010-01-01 | 13 | San Bernardino District | Sneden Street Water Improvements
1310011 | 005 | COACHELLA VWD: I.D. NO. 11 | M | 15 | C | 4198 | The Improvement District No. 11 (ID 11) water system consists of three wells, 16-inch and 18-inch transmission main, distribution piping and one 1.0 MG storage reservoir. ID 11 serves approximately 4,000 customers currently isolated from CVWD's main dome | The Citrus Ave., Grand Ave. and Cornell Ave. Main Replacements project includes installing approximately 2,000 feet of 6-inch and 100 feet of 8-inch ductile iron water main including valves, services, hydrants and related appurtenances. This project is c | 200000 | 2010-01-01 | 14 | San Diego District | Citrus Ave., Grand Ave., and Cornell Ave. Main Replacements
1310011 | 006 | COACHELLA VWD: I.D. NO. 11 | M | 15 | C | 4198 | The Improvement District No. 11 (ID 11) water system consists of three wells, 16-inch and 18-inch transmission main, distribution piping and one 1.0 MG storage reservoir. ID 11 serves approximately 4,000 customers currently isolated from CVWD's main dome | The Salton Drive, Harpur Ave., Rutgers Ave., Haven Drive and Desert Manor Ave. Main Replacements project includes installing approximately 900 feet of 6-inch and 1,800 feet of 8-inch ductile iron water main including valves, services, hydrants and related | 250000 | 2010-01-01 | 14 | San Diego District | Salton Drive, Harpur Ave., Rutgers Ave., Haven Drive and Desert Manor Ave. Main Replacements
1310011 | 007 | COACHELLA VWD: I.D. NO. 11 | M | 15 | C | 4198 | The Improvement District No. 11 (ID 11) water system consists of three wells, 16-inch and 18-inch transmission main, distribution piping and one 1.0 MG storage reservoir. ID 11 serves approximately 4,000 customers currently isolated from CVWD's main dome | The Haven Drive, Riviera Circle and Grand Avenue Main Replacements project includes installing approximately 300 feet of 6-inch and 2,300 feet of 8-inch ductile iron water main including valves, services, hydrants and related appurtenances. This project | 250000 | 2010-01-01 | 14 | San Diego District | Haven Drive, Riviera Circle and Grand Avenue Main Replacements
1310011 | 008 | COACHELLA VWD: I.D. NO. 11 | M | 15 | C | 4198 | The Improvement District No. 11 (ID 11) water system consists of three wells, 16-inch and 18-inch transmission main, distribution piping and one 1.0 MG storage reservoir. ID 11 serves approximately 4,000 customers currently isolated from CVWD's main dome | The Marina Drive, Sorrel Avenue and King Avenue Main Replacements project includes installing approximately 1,500 feet of 6-inch and 1,100 feet of 8-inch ductile iron water main including valves, services, hydrants and related appurtenances. This project | 250000 | 2010-01-01 | 14 | San Diego District | Marina Drive, Sorrel Avenue, and King Avenue Main Replacements
0910003 | 005 | PLACERVILLE, CITY OF - MAIN | M | 15 | C | 4926 | Construction of the pipeline is necessary replace an existing 55 to 75 year old pipeline that includes cast iron pipe with leadite joints, and is in poor condition and subject to frequent outages due to leakage. The pipeline is located on Pardi Way and | The project will involve construction of approximately 1,000 LF of new 12-inch pipeline and associated valves and tie-ins to assure distribution system reliability in accordance with California Waterworks Standards. | 350000 | 2010-01-01 | 9 | Sacramento District | Pardi Way Pipeline Replacement Project
0910003 | 008 | PLACERVILLE, CITY OF - MAIN | M | 15 | C | 4926 | The existing water main needs to be replaced with a new water main since the existing main is approximately 45 years old, located in a drainage course, and is situated within 10 feet of an existing sanitary sewer contrary to California Waterworks Standard | The project involves construction of approximately 4,000 LF of new 6-inch and 8-inch water main along with related valves and appurtenances, and construction of new services for the approximately 50 residences served by the existing main. | 1100000 | 2010-01-01 | 9 | Sacramento District | Tunnel Street Waterline Relocation Project
3110001 | 002 | NORTH TAHOE PUD - MAIN | M | 15 | C | 5000 | Needs SCADA control system. | Install a modern, supervisory control and data acquisition system. | 126000 | 1998-01-01 | 2 | Lassen District | scada
3110001 | 006 | NORTH TAHOE PUD - MAIN | M | 15 | C | 5000 | Low head lines due to proximity in elevation to storage reservoir. | Create a pressurized sub-zone and provide service stubs to properties with pressures. Involves design and construction. | 94900 | 1998-01-01 | 2 | Lassen District | correct low pressure problem
3110001 | 014 | NORTH TAHOE PUD - MAIN | M | 15 | C | 5000 | Undersized water mains | Replace undersized mains. Involves design and construction. | 500000 | 2001-01-01 | 2 | Lassen District | Distribution system replacement
3310048 | 002 | COACHELLA VWD: I.D. NO. 8 | M | 15 | C | 5132 | CVWD's Improvement District No. 8 (ID 8) system is comprised of the Upper ID 8 Pressure Zone, Lower ID 8 Pressure Zone, ID 18 Pressure Zone and the Wide Canyon Pressure Zone. Existing Reservoir 3601-1 is the primary storage for the Wide Canyon, Upper ID | The Reservoir 3601-2 project includeses the construction of a 1.75 MG above-ground, steel, domestic water reservoir on the same site as Reservoir 3601-1. The project includes a concrete ringwall, steel storage reservoir, appurtenances, coating and piping | 2000000 | 2010-01-01 | 20 | Riverside District | Reservoir 3601-2
1910195 | 001 | GSWC - HOLLYDALE | M | 15 | C | 5491 | Old cast iron pipes with bio-growth and potential nitrification | Cement lining water mains in critical areas. | 100000 | 1998-01-01 | 15 | Metropolitan District
1910195 | 002 | GSWC - HOLLYDALE | M | 15 | C | 5491 | UNDERSIZED PIPES (<4") THAT DO NOT COMPLY WITH WATERWORKS STANDARDS | REPLACE WATER MAINS IN CRITICAL AREAS | 100000 | 1998-01-01 | 15 | Metropolitan District
2310006 | 002 | MILLVIEW COUNTY WATER DISTRICT | M | 15 | C | 5500 | Numerous areas in distribution system that are too small or need to be looped to provide adequate flow during peak flow times. | Enlarge and replace distribution lines. | 350000 | 1998-01-01 | 3 | Mendocino District | Distribution system improvements (1997)
2310006 | 003 | MILLVIEW COUNTY WATER DISTRICT | M | 15 | C | 5500 | Low pressure problem in north east part of town. Residents occasionally without water. | New pumping station, distribution system and storage tank. | 450000 | 1998-01-01 | 3 | Mendocino District | New pumping station, distribution and wel (1997)
2310006 | 004 | MILLVIEW COUNTY WATER DISTRICT | M | 15 | C | 5500 | During peak summer months filtration capacity falls short of demand. | Add 1 600 gpm filter and 1 3,000 gpm roughing filter. | 1000000 | 1998-01-01 | 3 | Mendocino District | Additional roughting filter (1997)
2710012 | 001 | CWSC SALINAS HILLS | M | 15 | C | 5573 | Need added storage and booster pumps. | Install one million gallon tank and booster pump facility. | 805000 | 2001-01-01 | 5 | Monterey District
3910010 | 001 | SAN JOAQUIN COUNTY - LINCOLN VILLAGE | M | 15 | C | 5865 | ELEVATED TANK DOESN'T MEET SEISMIC STANDARDS. OLD STEEL PIPES NEED REPAIR. | REPLACE ELEVATED TANK WITH PRESSURE TANK AND REPLACE STEEL LINES - (NO EVIDENCE OF CONSOLIDATION). OTHER = DESIGN AND CONSTRUCTION. | 1000000 | 1998-01-01 | 10 | Stockton District
3310051 | 001 | MYOMA DUNES MUTUAL WATER COMPANY | M | 15 | C | 6600 | Quality is compromised due to incomplete arterial loop system and excessive number of dead end mains. Also distribution system cannot adequately be isolated for area's of repair or contamination. | Construct new mainlines, replace undersize & deficient mains, install isolation valves. | 348000 | 1998-01-01 | 20 | Riverside District
1910085 | 001 | MAYWOOD MUTUAL WATER CO. #2 | M | 15 | C | 6700 | WW standards defects. Poor reliability of existing aged steel reservoirs. Insufficient storage. | Construct 1.5 MG reservoir. Remove top 30' of two reservoirs. Construct new roofs on two reservoirs, construct hydropneumatic pump station and standby generator. Project involves: Design to solve problem, and Construction. | 2000000 | 1998-01-01 | 16 | Central District | Reservoir replacement (1997)
5410008 | 008 | OROSI PUBLIC UTILITY DISTRICT | M | 15 | C | 7318 | System Description:The District was formed in 1922 and currently provides water, sewer and lighting services to approximately 1,722 single-family residential equivalents (SFRUE). According to the 2000 census for the Orosi Census Designated Place (CDP), t | It is proposed to install 3,530 lineal feet of 8 inch ductile iron pipeline, including fire hydrants and valves to replace about 3,100 lineal footage of aging and leaky pipeline of which over one-half of the footage is 3-inch steel pipe. The balance of t | 741000 | 2010-01-01 | 12 | Visalia District | Eastside Water Pipeline Rehabilitation - Orosi PUD
1510041 | 003 | NORTH OF THE RIVER MWD | M | 15 | C | 7500 | Old and deteiorating distribution system with many leaks and breaks, under sized mains. | Replacement of majority of distribution system, and customer service lines. OTHER - Design and Construction | 3300000 | 1998-01-01 | 12 | Visalia District
3310063 | 004 | COACHELLA VWD: I.D. NO. 10 | M | 15 | C | 7598 | CVWD's Improvement District No. 10 (ID 10) system includes the Mecca Pressure Zone, North Shore Pressure Zone and Bombay Beach Pressure Zone. Reservoir 7990-1 is the primary storage (0.5 MG) for the North Shore and Bombay Beach pressure zones. During a | The Reservoir 7990-2 project includes the construction of a 500,000 gallon above-ground, steel, domestic water reservoir on the same 1-acre parcel as the existing Reservoir 7990-1. The project includes a concrete ringwall, steel storage reservoir, appurt | 800000 | 2010-01-01 | 20 | Riverside District | Reservoir 7990-2
3310063 | 006 | COACHELLA VWD: I.D. NO. 10 | M | 15 | C | 7598 | CVWD's Improvement District No. 10 (ID 10) system includes the Mecca Pressure Zone, North Shore Pressure Zone and Bombay Beach Pressure Zone. This project is located within the Mecca Pressure Zone (MPZ) which serves approximately 1,150 homes and consists | The Reservoir 6806-2 project includes the construction of a 0.5 MG above-ground, steel, domestic water reservoir on the same site as existing 0.5 MG Reservoir 6806-1, Well 6806-1, Booster Station and Ion Exchange Treatment Plant. The project includes a c | 800000 | 2010-01-01 | 20 | Riverside District | Reservoir 6806-2
2410010 | 001 | WINTON WATER & SANITARY DIST | M | 15 | C | 8500 | OLD SUBSTANDARD SIZED LINES CAUSING CONTINUED MAIN LINE BREAKS AND LOW PRESSURE PROBLEMS. WE ALSO HAVE A WATER SUPPLY PROBLEM WHICH REQUIRES A GROUND STORAGE TANK. | LOCATE BY AREA ALL SUBSTANDARD SIZED LINES AND REPLACE/CONSTRUCT A STORAGE TANK WITH CONNECTING LINES. OTHER - STUDY, DESIGN AND CONSTRUCTION | 2500000 | 1998-01-01 | 11 | Merced District | Distribution system replacement (1997)
3610044 | 004 | DWP - BIG BEAR LAKE/MOONRIDGE | M | 15 | C | 8839 | The Division No. 8 Well will replace two wells in the same well field that developed high manganese levels due to corrosion of the well casing. The drinking water standard that was being violated was exceedance of the MCL for manganese. Water samples we | Division Well No. 8 is being drilled to replace two wells in the same well field that developed high manganese concentration levels. Prior to investing in this project, an investigation was performed to evaluate and identify the source of manganese in th | 122276 | 2010-01-01 | 13 | San Bernardino District | Division Well No. 8 Drilling
3610044 | 005 | DWP - BIG BEAR LAKE/MOONRIDGE | M | 15 | C | 8839 | This well is designed to replace three wells in the same well field that are currently unusable for various reasons. The three wells were drilled in the late 1920's or early 1930's and don't have sanitary seals that meet current standards. One has a hol | This project includes installing a pump, constructing a pumphouse, and installing the piping necessary to tie the well into the water system. | 246950 | 2010-01-01 | 13 | San Bernardino District | Lakeplant Well No. 6 Pump Station Construction
3310029 | 001 | PERRIS, CITY OF | M | 15 | C | 9000 | The City of Perris Water System has many aging Water Mains and Valves that have not been inspected or maintained . The City is on a Compliance Order by the DPH to maintain its service area to Include a Water Main Flushing Program . This would entail valv | This Project will entail Water Main Valve locating and Inspection of Condition of valve and water main . All valves and mains that are in poor condition will be identified and scheduled for replacement as part of this project. | 400000 | 2010-01-01 | 20 | Riverside District | Water Main and Valve Replacement
3310029 | 002 | PERRIS, CITY OF | M | 15 | C | 9000 | The City of Perris Water System serves the downtown urban core of the city. The existing water infrastructure is largely made up of aging (50 years old or more) pipelines that do not comply with modern standards. In particular, there are 9,200 feet of 2 | The planned project would replace all 2" diameter steel pipelines within the City's water service area and install new pipes with 6" minimum diameter PVC lines. A total of 9,200 ft of pipeline would be replaced. In addition to the new pipe, appropriate | 1800000 | 2010-01-01 | 20 | Riverside District | Downtown Perris Waterline Replacement Program (Phase 3)
1810001 | 003 | CITY OF SUSANVILLE | M | 15 | C | 9137 | The proposed project is necessary to maintain a reliable water supply with sufficient capacity for fire demands. The existing transmision main is not consideered reliable because most segments are 30 to 50 years old, and the majority is above-ground on s | Work needing to be completed: The installation of a pumping station, the building in which it will be housed. The electrical supply to the pumping station, along with backup generator support. The SCADA equipment for control and monitoring of the pumpin | 1900000 | 2010-01-01 | 2 | Lassen District | Cady Springs Booster Station, Storage Tank and Pipeline (2009)
4010011 | 010 | MORRO BAY WATER DEPARTMENT | M | 15 | C | 10270 | The City of Morro Bay feeds the four Blanca water storage tanks by flowing water from another tank site through the water distribution system. In order for the City to operate an efficient and adequate water supply two pressure zones need to be tied toge | In 1997 the City of Morro Bay adopted an updated Water Master Plan. This plan included a hydraulic model designed to analyze flows through our system for both current and build out conditions. Based upon the findings of the model a feed line is needed to | 85500 | 2010-01-01 | 6 | Santa Barbara District | Blanca Pipeline
4010011 | 012 | MORRO BAY WATER DEPARTMENT | M | 15 | C | 10270 | The City of Morro bay owns and operates an 8” AC PC 100 pumping line to transport water from the City’s groundwater wells to the City’s distribution system. The line is old and in need of repair. Since the line is the only means of transporting water to | The City of Morro Bay Public Services Department has determined that slip lining of the Chorro Valley Pumping Line would provide the most cost effective solution to ensuring the integrity of the pumping line. The 12,800 ft of pumping line will be taken o | 4200000 | 2010-01-01 | 6 | Santa Barbara District | Chorro Valley Pumping Line Slip Lining
1010019 | 001 | KINGSBURG, CITY OF | M | 15 | C | 11300 | GROUNDWATER IS CONTAMINATED WITH DBCP, SOME WELLS EXCEED THE MCL. | PREPARE A FEASIBILITY STUDY TO EVALUATE THE EXTENT OF THE PROBLEM AND TO DEVELOP ALTERNATIVES. | 30000 | 1998-01-01 | 23 | Fresno District
1010019 | 004 | KINGSBURG, CITY OF | M | 15 | C | 11300 | GROUNDWATER IS CONTAMINATED WITH DBCP. WELL NO. 11 EXCEEDS THE MCL. | CONSTRUCT A GAC FILTRATION SYSTEM FOR WELL NO. 11. | 400000 | 2000-01-01 | 23 | Fresno District | dbcp in groundwater
1010019 | 005 | KINGSBURG, CITY OF | M | 15 | C | 11300 | INADEQUATE WATER SUPPLY CAPACITY. | CONSTRUCT A NEW WELL (NO. 15). | 350000 | 1999-01-01 | 23 | Fresno District | inadequate source capacity
1210006 | 003 | CITY OF FORTUNA | M | 15 | C | 11649 | Two reservoirs structurally failing and too small to serve the area; booster station needs to be replaced. | Reconstruct/rehabilitate two tanks; replace pump station (w/ supporting engineering evaluation) | 1250000 | 2004-01-01 | 1 | Klamath District | Stewart Reservoirs Repair
3310003 | 002 | BLYTHE - CITY OF | M | 15 | C | 12155 | City of Blythe Well #7 is at risk from 3 co-mingled hydrocarbon plumes. Co-mingled plumes #1, #2, and #3 are within Well #7’s zone of influence. Main constituents of concern within the 3 hydrocarbon containing groundwater plumes are benzene and MTBE. B | The project will be constructed on an existing site. Improvements will include a 1500-gpm cased well and iron / manganese treatment. As discussed within the problem description, Well No. 7 which is experiencing potential hydrocarbon influx, will be relo | 1976150 | 2010-01-01 | 20 | Riverside District | Murphy Street Well Replacement w/Iron & Manganese Treatment
3310003 | 003 | BLYTHE - CITY OF | M | 15 | C | 12155 | A water production facility and transmission water main is required to service an older subdivision containing 196 lots. Of those lots, 140 utilize an existing 4-inch water line incapable of producing sufficient water flow and pressure. The remaining 56- | The project entails installing 13,000-LF of water transmission main and water production site piping with appurtenances, construction of a 750,000-gallon steel reservoir, booster pump station, 1500-gallon water production well, iron and manganese treatmen | 5618463 | 2010-01-01 | 20 | Riverside District | Riviera Drive Water Production & Treatment Facility w/Distribution Line
2910004 | 015 | NEVADA ID - E. GEORGE, BANNER MOUNTAIN | M | 15 | C | 12939 | The primary purpose of the proposed project is to increase the capacity and reliability of raw water delivery to the existing Loma Rica and E. George WTPs to ensure that deliveries can meet anticipated future demands within their service areas. At the sa | The project consists of the installation of a raw water pipeline from the Clipper Creek siphon to the Loma Rica Reservoir and Water Treatment Plant (WTP) and E. George WTP (reducing flows in the Lower Cascade Canal [LLC] and Upper Grass Valley Canal (UGVC | 30000000 | 2010-01-01 | 21 | Valley District | Banner Cascade Lower Cascade Pipeline Project
4510014 | 002 | BELLA VISTA WATER DISTRICT | M | 15 | C | 14500 | Insufficient water storage capacity, not fulfilling Section 64560 (a)(4) (provide adequate capacity) of the Waterworks Standards. | Build two reservoirs to increase storage capacity and provide the reliability required by the Waterworks Standards. | 1400000 | 1998-01-01 | 2 | Lassen District | Reservoir construction (1997)
4510014 | 004 | BELLA VISTA WATER DISTRICT | M | 15 | C | 14500 | System has low pressure problem and is not fulfiling Section 64560 (a)(4) (provide adequate capacity to meet pressure requirements) of the Waterworks Standards. | Study and pre-design of solution to low pressure problem and provide the reliability required by the Waterworks Standards. | 100000 | 1998-01-01 | 2 | Lassen District | Distribution system pressure zones study (1997)
4510014 | 005 | BELLA VISTA WATER DISTRICT | M | 15 | C | 14500 | System has low pressure problems and is not fulfilling Section 64560 (a)(4) (provide adequate capacity to meet pressure requirements) of the Waterworks Standards. | Construct storage, pump station and pipe line to solve low pressure problem and provide the reliability required by the Waterworks Standards. | 3590000 | 1999-01-01 | 2 | Lassen District | Reservoir and pump stations for pressure problems (1997)
4510014 | 007 | BELLA VISTA WATER DISTRICT | M | 15 | C | 14500 | System has low pressure problem caused by deadend mains and is not fulfilling Section 64566 (system pressure) and Section 64626 (layout of water mains) of the Waterworks Standards. | Loop deadend mains to solve low pressure problem and provide the reliability required by the Waterworks Standards. | 1775000 | 2000-01-01 | 2 | Lassen District | Looping of distribution system (1997)
2710009 | 001 | CWSC KING CITY | M | 15 | C | 14781 | Inactive wells (1-02, 1-03, 5-01, 2-02) need nitrate treatment. | Design and construct treatment facilities and piping systems. | 1500000 | 1999-01-01 | 5 | Monterey District
3410704 | 004 | SCWA MATHER-SUNRISE | M | 15 | C | 15903 | Replace deficient valves and hydrants. | Replace deficient valves and hydrants. | 175000 | 1998-01-01 | 9 | Sacramento District
1610002 | 009 | AVENAL, CITY OF | M | 15 | C | 16737 | The City of Avenal's (City) water distribution gate valves were installed in the early 1960’s. Currently, a large majority of the original gate valves will not close, or remain broken in the “open” position. Likewise, it is possible the working gate valv | The City of Avenal is proposing to replace all of the defective gates valves and fire hydrants within the distribution system. The City staff will have to coordinate a systematic approach to the gate valve and fire hydrant replacement program to minimumi | 3900000 | 2010-01-01 | 12 | Visalia District | Water System Replacement
1910161 | 001 | PARK WC - LYNWOOD | M | 15 | C | 17124 | Existing wells are over 45 years old. They are declining in both production and water quality. | Final design of well head and construction of well head. Project involves: Design, and Construction | 730000 | 2000-01-01 | 22 | Angeles District | Phase 2 well replacement
1910161 | 002 | PARK WC - LYNWOOD | M | 15 | C | 17124 | Existing wells are over 45 years old. They are declining in both production and water quality. | Preliminary and final design of well and construction of well. Project involves: Design, and Construction | 450000 | 1999-01-01 | 22 | Angeles District | Phase I well replacement
2710008 | 003 | GREENFIELD, CITY OF | M | 15 | C | 17547 | The proposed construction of the new domestic water well (#8) is necessary to reduce the operating time of the older domestic water wells (#1 and #6), thereby increasing their life expectancy. There is no water standard being violated. The project is to | There are no violations of any water standard nor compliance problems present. The construction of the domestic water well will consist of drilling and construction of a production well on City-owned land near 10th Street and Cherry Avenue. The project | 975000 | 2010-01-01 | 5 | Monterey District | New Domestic Water Well Construction
3610008 | 008 | BIG BEAR CITY CSD | M | 15 | C | 25000 | Hydraulic modeling of the distribution system returned pressure and velocity deficiencies in this area. This area does not meet current fire-flow standards. Big Bear City and the surrounding area is prone to wildfires. This is one of the top priorities fo | The CIP Project 3 Water Main Replacement involves replacing numerous pipes in the vicinity, and many that are 2" steel pipes which are recommended to be phased out due to age and condition issues. All water lines in this project will be replaced with 8" P | 1224000 | 2010-01-01 | 13 | San Bernardino District | CIP Project 3 Water Main Replacement
1010027 | 003 | REEDLEY, CITY OF | M | 15 | C | 25584 | The southeast quadrant of the City is one of the oldest areas of the City. The City has outgrown much of the infrastructure that was constructed when this area was developed. Many of the residential neighborhoods are served with a 4 inch water main and | Install approximately 25,000 linear feet of 8 inch domestic water mains. This project will provide the adequate domestic water delivery capacity for this area and an adequate fireflow capacity to service the developments that have occured in this area. | 2500000 | 2010-01-01 | 11 | Merced District | Residential Water Main Replacement
1010027 | 004 | REEDLEY, CITY OF | M | 15 | C | 25584 | 1. Reserve Fireflow Capacity - The City currently only has about 25 minutes of reserve fireflow capacity should there be an extended power outage. The City of Reedley should have a minimum of 24 hours of reserve fireflow capacity. This new water tower w | The project will allow for a 1.5 million gallon water tower to be constructed in the northern part of the City of Reedley in order to stabilize the water pressure and provide the City with more than 24 hours of reserve capacity. A (Supervisory control an | 8000000 | 2010-01-01 | 11 | Merced District | 1.5 Million Gallon Water Tower
1010027 | 005 | REEDLEY, CITY OF | M | 15 | C | 25584 | The City of Reedley has recently constructed a new City domestic water well for the northern part of the City. One of the potential sites of a new water tower may be at the Reedley College site. The water tower would be tied directly into the water main | Construct a 12 inch diameter water main in Reed Avenue from Manning Avenue to South Avenue. All work will be completed within City right of way, no additional right of way will be required. It is anticipated the environmental document will be a CatEx/Ne | 950000 | 2010-01-01 | 11 | Merced District | Reed Avenue Water Main Replacement
1010027 | 006 | REEDLEY, CITY OF | M | 15 | C | 25584 | The City of Reedley's Well # 9 has been a problem for the City for many years. The City must replace the carbon filtration system media , required to remove the DBCP contaminants from the ground water, each year at a cost of approximately $80,000 annaull | This project will abandon the existing well and drill a new well approximately 50 feet away. The new well will be drilled to a depth of about 500 feet and will require casings and a larger pump to handle the depth. A back-up generator will be installed | 750000 | 2010-01-01 | 11 | Merced District | Rehabilitate Well # 9 and Install Back-up Generator
1910021 | 001 | PARK WC - COMPTON | M | 15 | C | 27236 | Aged wells are declining in both production and water quality. | Final design of well head and construction of well head. Project involves: Design, and Construction | 1180000 | 1999-01-01 | 22 | Angeles District | Well Replacement
2410005 | 002 | LOS BANOS-CITY | M | 15 | C | 27635 | Low pressure and lack of capacity during peroids of high demand | Construct Storage Facilities | 1500000 | 2000-01-01 | 11 | Merced District
1510029 | 001 | VAUGHN WC INC F | M | 15 | C | 28100 | VAUGHN WATER CO. DESIRES TO INCREASE ITS QUANTITY OF ABOVE GROUND STORAGE TO IMPROVE ITS EMERGENCY/STANDBY WATER SUPPLY CAPABILITIES. CURRENTLY THE CO. HAS 0.55 mg OF STORAGE WHICH REPRESENTS ONLY 2 HRS. OF STORAGE. | INSTALL A 2 MG STORAGE TANK AND BOOSTER PUMPING STATION WHICH WILL IMPROVE STORAGE CAPACITY TO A MINIMUM OF 9 HRS OF STORAGE. OTHER - DESIGN & CONSTRUCTION | 1100000 | 1998-01-01 | 12 | Visalia District | Storage
3610043 | 003 | GOLDEN STATE WATER CO - BARSTOW | M | 15 | C | 30469 | The old Bear Valley Reservoir was a post tensioned concrete reservoir that no longer conformed to current AWWA codes. The new reservoir will replace this recently demolished concrete reservoir and old onsite piping which have reached the end of their use | To furnish and erect a new 0.75 MG welded steel water storage reservoir with appurtenances; including ring wall foundation, and reservoir sub grade preparation. Also included in the scope of this project is to abandon and replace portions of the existing | 1586989 | 2010-01-01 | 13 | San Bernardino District | GSWC-Barstow System-Bear Valley Reservoir, Phase 1
3610043 | 004 | GOLDEN STATE WATER CO - BARSTOW | M | 15 | C | 30469 | There are fire flow deficiencies in the Barstow system due to undersized 1920’s era mains installed that range in size from 4 inch to 12 inch in diameter. | The proposed project is to replace the existing mains in Leona Rd. south of Arrowhead Ave.; Camerillo Ave from State 58 and ending at Palermo St.; State 58 between Irwin Rd. and Boulder Ave.; Irwin Rd. between Gabiland St. to Exeter St. and in Irwin Rd. b | 18304000 | 2010-01-01 | 13 | San Bernardino District | GSWC-Barstow System-Barstow Pipeline Replacement Project
4210006 | 002 | LOMPOC-CITY WATER UTILITY DIV | M | 15 | C | 38311 | Replacement of the processing equipment for the flocculation and clarification basins (2 each) is needed to assure SDWA compliance and treated water delivery reliability. The basins contain moving rake arms and paddles that are mechanically driven by ele | This equipment has been in use for 45 years and has undergone annual maintenance to extend it's life, assure reliability and SDWA compliance. The drive motors are no longer available and will be replaced with upgrades. Structural modifications will be m | 820000 | 2010-01-01 | 6 | Santa Barbara District | City of Lompoc Flocculation and Clarification Replacements
3610055 | 001 | YUCAIPA VALLEY WD ID-A&2 | M | 15 | C | 40654 | Substandard Mainline | Replace mainline | 1000000 | 1998-01-01 | 13 | San Bernardino District | mainline replacement
3610055 | 002 | YUCAIPA VALLEY WD ID-A&2 | M | 15 | C | 40654 | Substandard mainline serving Wildwood Cyn area | Replace mainline | 639450 | 1998-01-01 | 13 | San Bernardino District | mainline replacement - wildwood cyn
3610055 | 003 | YUCAIPA VALLEY WD ID-A&2 | M | 15 | C | 40654 | Limited Source capacity resulting in service connection limitation | Drill new well in Wilson Creek area | 425000 | 1998-01-01 | 13 | San Bernardino District | limited source capacity - wilson ck area - drill well
4410011 | 001 | WATSONVILLE, CITY OF | M | 15 | C | 51703 | Problem 1: The existing water treatment plant has filtration treatment deficiencies and does not meet current state surface water treatment requirements. Corralitos Creek, the source water for the existing surface water treatment plant, is classified as “ | The project will address three solutions:Solution 1: Convert the existing slow-sand filtration plant into a 2.5 mgd membrane plant. The water treatment plant will meet current state surface water treatment requirements. The membrane filtration plant will | 12000000 | 2010-01-01 | 5 | Monterey District | Corralitos Membrane Plant
4410011 | 002 | WATSONVILLE, CITY OF | M | 15 | C | 51703 | Problem: The City’s water system has a significant water quantity problem caused by source water capacity that is insufficient to supply current demand. The City’s water system is under-capacity based on the California Water Works Standards. The City nee | The project will address the need for additional source water capacity:Solution: To supply current demand and bring the City into compliance with the California Water Works Standards, two wells with a capacity of 1,500 gpm each will be constructed. This | 2950000 | 2010-01-01 | 5 | Monterey District | Augmentation of System Groundwater Supply
4410011 | 004 | WATSONVILLE, CITY OF | M | 15 | C | 51703 | Problem 1: The Hames and Rider Booster Stations are now 37 years old, are no longer reliable, and need to be replaced. The worn and obsolete equipment at these booster stations can no longer simply be maintained, but need to be upgraded to modern standard | The project will address these solutions: Solution 1: The most cost effective way to replace the Hames and Rider Booster Stations is to combine facilities and build a new single booster station. The new booster pump station will be located at the existing | 775000 | 2010-01-01 | 5 | Monterey District | Hames and Rider Pump Station Replacement
1610003 | 002 | HANFORD, CITY OF | M | 15 | C | 53320 | HIGH ARSENIC IN FIVE ACTIVE WELLS | DEVELOP NEW DEEP WELL USING ZONES WITH LOW ARSENIC LEVELS. | 750000 | 1998-01-01 | 12 | Visalia District
2010002 | 012 | MADERA-CITY | M | 15 | C | 57318 | The City of Madera has 18 water wells which provide water to its commercial and residental customers. This year two wells had to be pulled off-line due to mechanical failure and routine maintenance. The remaining 16 wells had to operate at the same tim | The project would be to complete two additional water wells (wells number 38 and 39) to add to the existing 18 wells that makes up the City of Madera's water distribution system. The completed wells will be cased during the drilling process. There will | 3000000 | 2010-01-01 | 11 | Merced District | City of Madera Well and Pipeline Replacement Program
3310020 | 003 | INDIO WATER AUTHORITY | M | 15 | C | 58823 | Since 2000, the City has experienced exponential population growth from 49,116 to its current population of 83,937: This is a 70% increase in the population over eight years. As one of the fastest growing cities in California, residential growth has lea | The City of Indio is currently seeking funding for Plant 2 Reservoir emergency water storage and distribution facilities. The objective for this Project is to replace the existing 2 million gallon concrete reservoir that is not seismically sound with a 5 | 12568520 | 2010-01-01 | 20 | Riverside District | Plant 2; 5 Million Gallon ReservoirEmergency Water Storage Facility (2009)
3310020 | 004 | INDIO WATER AUTHORITY | M | 15 | C | 58823 | Since 2000, the City has experienced exponential population growth from 49,116 to its current population of 83,937: This is a 70% increase in the population over eight years. As one of the fastest growing cities in California, residential growth has lea | The City/IWA is currently seeking funding for Lost Horse Reservoir emergency water storage and distribution facilities. The objective for this Project is to increase emergency storage by 5 million gallons. Other elements of the Project include:** Lost H | 14492644 | 2010-01-01 | 20 | Riverside District | Lost Horse Reservoir Emergency Water Storage Facility (2009)
3310020 | 005 | INDIO WATER AUTHORITY | M | 15 | C | 58823 | Since 2000, the City has experienced exponential population growth from 49,116 to its current population of 83,937: This is a 70% increase in the population over eight years. As one of the fastest growing cities in California, residential growth has lea | The City/IWA is currently seeking funding for Indio Hills Reservoir emergency water storage and distribution facilities. The objective for this Project is to increase emergency storage by 10 million gallons. Other elements of the Project include:** Indi | 22000000 | 2010-01-01 | 20 | Riverside District | Indio Hills Reservoir Emergency Water Storage Facility (2009)
0910002 | 005 | SOUTH TAHOE PUD - MAIN | M | 15 | C | 60000 | The current water delivery system in the South Tahoe Public Utility District (STPUD) service areas of the Al Tahoe and Sonora subdivisions is in serious need of waterline replacements. Both areas, classified as disadvantaged communities, have populations | The proposed project is the replacement of 11,700 linear feet of leaking 1 to 2 inch water supply lines with 8 inch lines; 6,046 linear feet of waterlines in the Al Tahoe subdivision and 5,700 linear feet of waterlines in the Sonora subdivision. The estim | 2281500 | 2010-01-01 | 9 | Sacramento District | Waterline Replacement Project
3610052 | 002 | VICTOR VALLEY WATER DISTRICT | M | 15 | C | 81418 | This well replaces an existing well that was originally constructed in 1951 and was taken out of service due to declining production and efficiency. | Well 142 has already been drilled and the proposed project is to install pumping equipment and related infrastructure. | 1300000 | 2010-01-01 | 13 | San Bernardino District | Well #142 Replacement
3610052 | 003 | VICTOR VALLEY WATER DISTRICT | M | 15 | C | 81418 | This well replaces an existing well that was originally constructed in 1951 and was taken out of service due to declining production and efficiency. | Well 144 has already been drilled and the proposed project is to install pumping equipment and related infrastructure. The design pumping rate for this well is 4000 gpm and requires a 4160 Volt electrical service. | 2400000 | 2010-01-01 | 13 | San Bernardino District | Well #144 Replacement
3610052 | 004 | VICTOR VALLEY WATER DISTRICT | M | 15 | C | 81418 | This pipeline will replace of approximately 3 miles of stainless steel pipe to maintain water quality and improve infrastructure efficiency. | Replacement of aging stainless steel pipeline placed in service in excess of 50 years ago, along with ancillary infrastucture. | 2000000 | 2010-01-01 | 13 | San Bernardino District | Pipeline Replacement
1910152 | 002 | SOUTH GATE-CITY, WATER DEPT. | M | 15 | C | 96375 | The City is currently using an outdated SCADA system of which part are no longer available or becoming scarce. SCADA manages the entire water system consisting of 14 wells, 12 boosters, 14 pump motors, five reservoirs, and the security system as required | The City is currently using an outdated SCADA system of which part are no longer available or becoming scarce. SCADA manages the entire water system consisting of 14 wells, 12 boosters, 14 pump motors, five reservoirs, and the security system as required | 2000000 | 2010-01-01 | 22 | Angeles District | City of South Gate- SCADA System
1910152 | 003 | SOUTH GATE-CITY, WATER DEPT. | M | 15 | C | 96375 | Approximately 48% of the City Water Mains are deficient. The lines need to be upgraded to provide adequate fire flow and distribution pressure. | The City's water distribution system has grown and developed with the City. As a result the system contains a mixture of pipe of different ages. The hydraulics characters of the pipe changes as it ages due to corrosion, scaling, and other physical and che | 15000000 | 2010-01-01 | 22 | Angeles District | Water Main Improvement Project
1910051 | 002 | INGLEWOOD- CITY, WATER DEPT. | M | 15 | C | 100000 | Incorporated in 1908 the City of Inglewood serves a constituency of 112, 600 persons, located on the Coastal Plain adjacent to the Baldwin Hills in Los Angeles County. The City is responsible for domestic water supple to 14,000 customers. The City complet | Rehabilitation of the City’s Morningside water supply reservoir is anticipated to provide assurance of water quality, reliability, for operational, emergency and fire storage to the water distribution system, during and after a major seismic event. | 3200000 | 2010-01-01 | 15 | Metropolitan District | Morningside Reservoir Rehabilitation
2710010 | 001 | CWSC SALINAS | M | 15 | C | 114840 | Two inactive wells need PCE treatment. | Install GAC treatment. | 400000 | 1999-01-01 | 5 | Monterey District | GAC treatment for inactive wells
2710010 | 002 | CWSC SALINAS | M | 15 | C | 114840 | Inactive wells (10-01, 17-01, 21-01) need nitrate treatment. | Design and construct treatment facilities. | 1500000 | 2000-01-01 | 5 | Monterey District | Nitrate treatment for inactive wells
3310012 | 005 | ELSINORE VALLEY MWD | M | 15 | C | 121420 | El Cariso water system replacement project due to poor condition of distribution system. See attached sheet. | See attached sheet | 4300000 | 1998-01-01 | 20 | Riverside District | El Cariso area distribution replacement (1997)
3910012 | 008 | CITY OF STOCKTON | M | 15 | C | 158113 | Decreasing availability of groundwater and current surface water supplies. | Construct new surface water treatment plant to treat Sacramento-San Joaquin River Delta water for Stockton. | 100000000 | 2006-01-01 | 10 | Stockton District | Stockton Delta Water Supply Project (2004)
3410001 | 001 | SACRAMENTO SUBURBAN WATER DISTRICT | M | 15 | C | 177000 | Difficult to supply water to local area and pressure is inadequate. | Construct large diameter connecting and transmission mains to allow water to be moved throughout system. Involves design and construction. | 14200000 | 2000-01-01 | 9 | Sacramento District | Main replacement and transmission
3410001 | 003 | SACRAMENTO SUBURBAN WATER DISTRICT | M | 15 | C | 177000 | Insufficient distribution facilities. | Install booster pump station and 5 mg reservoir. Involves design and construction. | 3000000 | 1998-01-01 | 9 | Sacramento District | reservoir and booster
3410001 | 004 | SACRAMENTO SUBURBAN WATER DISTRICT | M | 15 | C | 177000 | Inadequate storage and unability to meet peak hour demands and providing system reliability. | Install 7.2 mg water storage reservoir. Involves design and construction. | 3500000 | 1998-01-01 | 9 | Sacramento District | reservoir for peak demand
3710014 | 002 | OCEANSIDE, CITY OF | M | 15 | C | 178806 | Original lines installed in the 1950's. Lines are undersized which causes a fire flow problem and frequent leaks. | Design and construction of replacement water lines in Areas 1 and 13 to increase size upgrade materials. | 1300000 | 1999-01-01 | 14 | San Diego District | Replacement water lines in Areas 1 and 13
3710014 | 004 | OCEANSIDE, CITY OF | M | 15 | C | 178806 | Elimination of pressure problems to reduce the need for a pump. | Galbar St. water line is the solution to alleviate low pressure problems and reduce the need for a pump station. | 500000 | 1998-01-01 | 14 | San Diego District | Galbar St. water line
3710014 | 005 | OCEANSIDE, CITY OF | M | 15 | C | 178806 | Cast iron water lines were origianlly installed in the early 1900's. Lines are undersized which creates fire flow problems as well as leakage problems. | Areas 4, 5, and 6 pipeline replacement with larger line and modern materials will eliminate the fire flow and leakage problems. | 850000 | 1998-01-01 | 14 | San Diego District | Areas 4, 5, and 6 pipeline replacement
3310009 | 060 | EASTERN MUNICIPAL WD | M | 15 | C | 414710 | Eastern Municipal Water District (EMWD) provides water to a 555-square mile area in western Riverside County, serving approximately 675,000 people. EMWD’s total potable water demand of 134,000 acre feet per year (AFY) includes 82% of imported water from | The Western Way Pump Station (WWPS) will provide a regional supply of treated water from the Henry J. Mills Water Filtration Plant (Mills) of the Metropolitan Water District of Southern California (MWD). The MWD will deliver up to a maximum flow of 145 c | 15740000 | 2010-01-01 | 20 | Riverside District | Western Way Pump Station
3310009 | 062 | EASTERN MUNICIPAL WD | M | 15 | C | 414710 | The goals of this project are to:• Mitigate exceedances of the primary MCLs for Nitrate and Perchlorate;• Mitigate exceedances of the secondary MCL for Total Dissolved Solids (TDS);• Reduce demand on imported water;• Protect drinking water sources; and• S | The Perris II Desalter will provide up to 5 million gallons per day (MGD) of potable water from brackish wells feeding into a reverse osmosis (RO) desalination plant. The plant will be constructed to an initial capacity of 3 MGD with the ability to upgra | 53000000 | 2010-01-01 | 20 | Riverside District | Perris II Desalter
3310009 | 064 | EASTERN MUNICIPAL WD | M | 15 | C | 414710 | The IRRP has been formulated to address groundwater quality and dramatically declining water levels in the San Jacinto Valley. In a number of wells water levels have declined in excess of 240 feet over the last 50 years. The goals of the Hemet/San Jacint | The goals of the Hemet/San Jacinto Integrated Recharge and Recovery Program (IRRP) are:• reduce Nitrate migration and protect nearby potable water wells;• provide high quality recharge water to ensure long-term basin water quality• mitigate overdraft that | 8199200 | 2010-01-01 | 20 | Riverside District | Hemet/San Jacinto Integrated Recharge and Recovery Program (2009)
1010007 | 013 | FRESNO, CITY OF | M | 15 | C | 457511 | Need to increase the water storage and delivery capacity in Central Fresno, which has expanded. | Construct a new 2 MG storage tank, booster pump station and transmission line to provide water to downtown Fresno. | 6339800 | 2006-01-01 | 11 | Merced District | Central Fresno Storage Tank
1010007 | 014 | FRESNO, CITY OF | M | 15 | C | 457511 | The City has many old wells that were constructed in the 1940's and 1950's that are of open bottom wells without annular seals. | Construct new wells to replace the old wells. | 6750000 | 2005-01-01 | 11 | Merced District | Replacement of Old Wells
1010007 | 015 | FRESNO, CITY OF | M | 15 | C | 457511 | The new SWTP does not have adequate backup power. | Install a backup generator to operate critical plant facilities and one treated water pump. | 500000 | 2005-01-01 | 11 | Merced District | SWTP Backup Generator
1010007 | 016 | FRESNO, CITY OF | M | 15 | C | 457511 | The water mains in the older parts of the City are old deteriorated and leaky. | Install new water mains. | 5215000 | 2007-01-01 | 11 | Merced District | Water Main Replacement
1010007 | 017 | FRESNO, CITY OF | M | 15 | C | 457511 | The production of some wells is diminished due to mineral build-up on the casings. | Rehabilitate and redevelop the affected wells. | 1050000 | 2007-01-01 | 11 | Merced District | Water Well Rehabilitation
1400102 | 001 | Laws Town LADWP | M | 15 | P | 30 | Lack of reliability due to singe well | Construct new well | 150000 | 1999-01-01 | 13 | San Bernardino District
1400102 | 002 | Laws Town LADWP | M | 15 | P | 30 | Old substandard mainline | Replace mainline | 30000 | 2000-01-01 | 13 | San Bernardino District
4500169 | 001 | CEDAR CREEK SCHOOL | M | 15 | P | 35 | The spring source and storage tank are shared with a mobile home park, making it difficult to fulfill Section 64560(a)(2) (protect the quality of the water) of the Waterworks Standards. | Improve spring or drill a new well to provide the reliability required by the Waterworks Standards. | 60000 | 1998-01-01 | 2 | Lassen District | Drill well for reliability
2000840 | 001 | INDIAN SPRINGS CHILDREN CENTER | M | 15 | P | 48 | Upgrade existing water supply, increase water flow/volume, add water storage tank and new booster pressure pump in case of well failure so water can be trucked in and stored for use, also provide local fire departments access to water in case of fire. In | Upgrade existing water supply and system, increase water flow/volume, add water storage tank and new booster pressure pump in case of well failure so water can be trucked in and stored for use, also provide local fire departments access to water in case o | 20000 | 2010-01-01 | 11 | Merced District | Indian Springs Childen's Center Water System Upgrade
1500517 | 003 | STOCO MUTUAL WATER COMPANY | M | 15 | P | 85 | This well is at least 35 years old. There is no alternative source for the users at this location other than the 10,000 gallon pressure tank. This second well would be designed to have the same capacity as the existing well and act as a back up in case | Installations will require:MOBILIZATION, DEMO & PERMIT30" CONDUCTOR18 PILOT BOREHOLE & E-LOGREAM 26" HOLE & CAL LOG16" OD BLANK 5/1616" OD STD FLO LOUVERED 5/16"16" ODFULFLO LOUVERED 5/16"16" OD MILLSLOT 64 ROW 5/16"GRAVEL PACK / CEMENTAIRLIFT SWABINSTALL | 500000 | 2010-01-01 | 19 | Tehachapi District | Alternative Water Source (2nd Well)
1710800 | 001 | CDF-KONOCTI CONSERVATION CAMP | M | 15 | P | 100 | Distribution consists of transite pipe and 35 years old. System leaks are common and difficult to repair. Hydrants leak. | Replace distribution system, isolate irrigation system for wastewater and replace hydrants. | 68000 | 1998-01-01 | 3 | Mendocino District
2100545 | 003 | WALKER CREEK RANCH EDUCATIONAL CENTER | M | 15 | P | 100 | The existing 100,000 gallon redwood storage tank, which serves as the primary potable water storage tank for the Walker Creek Ranch Campus, is approximately 50 years old, and is approaching the end of its life expectancy. Recent estimates are that the tan | This project is to replace the existing 100,000 gallon redwood water storage tank, which serves as the primary potable water storage tank at the Walker Creek Ranch campus. The plan is to identify and purchase a replacement tank that will most cost effecti | 375000 | 2010-01-01 | 18 | Sonoma District | Replacement of Primary Potable Water Storage Tank at Walker Creek Ranch
2702317 | 001 | MISSION SCHOOL WS | M | 15 | P | 100 | System is aging and needs improvements. | General system upgrade. | 15000 | 1998-01-01 | 5 | Monterey District | Rehabiltate system
1400019 | 002 | Round Valley School | M | 15 | P | 140 | Single source of supply | Construct new well | 12000 | 1999-01-01 | 13 | San Bernardino District
2400110 | 001 | MCHA ATWATER CENTER | M | 15 | P | 140 | Well is vunerable to nitrate contamination | Construct treatment system | 75000 | 2000-01-01 | 11 | Merced District
3702364 | 002 | CLOVER FLAT ELEMENTARY SCHOOL | M | 15 | P | 160 | high nitrates,old storage tank,poor testing sites | redrill current well to at least 800 ft. replace current storage tank with new one. install new sample testing stations(5) at various locations | 60000 | 2010-01-01 | 14 | San Diego District | clover flat elementary/well/tank/testing stations
1000315 | 001 | CLAY JOINT ELEMENTARY SCHOOL | M | 15 | P | 250 | PRESENTLY HAVE A GAC FILTRATION SYSTEM TO REMOVE DBCP. DBCP LEVELS IN THE WELL HAVE LOWERED BELOW MCL. LACK OF ADEQUATE SOURCE RELIABILITY. | DRILL A NEW WELL AND EQUIPT. OTHER - DESIGN AND CONSTRUCTION | 200000 | 1998-01-01 | 23 | Fresno District
3701010 | 002 | WARNER UNIFIED SCHOOL DISTRICT | M | 15 | P | 250 | Currently we have no back up water system for our public school. As of now we have 1 potable water system or well. This could in fact create a problem should something happen to our our existing well system. Our school would have to shut down due to no | Hopefully we can get a new well system in operation at a different location. This is due to our district having permanent housing for our FFA animals that the students are raising. We are still within a safe distance but, it would be ideal to be safe | 60000 | 2010-01-01 | 14 | San Diego District | Backup Water System
3700018 | 001 | CAMPO ELEMENTARY SCHOOL | M | 15 | P | 300 | our top producing well is over the max. m.c.l. in nitrates we also need to install (5) sampling stations in order to better test | the new well would provide the school with safe water. the storage tank would insure that we have an adequate supply of drinking water,our current tank is setup to where we can access only 30% (the rest is for fire).the sampling stations would provide mor | 80000 | 2010-01-01 | 14 | San Diego District | new campo elementary/new well/new storage tank
3700963 | 001 | POTRERO ELEMENTARY SCHOOL | M | 15 | P | 300 | this school is always high or above in nitrates (mcl) the storage tank should replaced because of its age and condition.(5) water sampling stations need to be installed for better water quality | drill existing well deeper/replace existing storage tank and possibly move to new location. install (5) water sampling stations to improve water testing | 60000 | 2010-01-01 | 14 | San Diego District | potrero/new well/new storage tank
0900111 | 001 | PIONEER SCHOOL | M | 15 | P | 350 | System does not have adequate source capacity. | Create additional source (another well). Install new holding tank and storage system. Involves design and construction; | 35000 | 1998-01-01 | 9 | Sacramento District | Pioneer School/Mountain Creek School
1000020 | 001 | FCSA #1/TAMARACK | M | 15 | N | 18 | CSA 1 must be able to serve water to 45 single family residential lots and a 10-unit motel. The water storage tank and water distribution system was originally installed in 1962. The 30,000 gallon water storage tank receives water from 2 well sources. | The District shall replace the water storage tank. The cost estimate to replace the tank is enhanced because the tank is located on a hill. In order to remove the existing tank, a helicopter service shall be required to haul the tank off of the hill. B | 175000 | 2010-01-01 | 23 | Fresno District | Replace 30,000 gallon water storage tank and 1/2 mile of transite piping
1000024 | 001 | FCSA #23/EXCHEQUER HEIGHTS | M | 15 | N | 25 | CSA No. 23 provides potable water to 16 residential parcels located between Shaver Lake and the Dinkey Creek area. The existing water infrastructure was constructed in 1970. It consists of two wells, a 30,000 gallon water storage tank and approximately | The project will consist of dismantling and removing the existing storage tank which will be salvaged through a recycler. A new 30,000 gallon water storage tank will be constructed at the same location. The estimated cost to replace the tank is $100,000. | 130000 | 2010-01-01 | 23 | Fresno District | Replace water storage tank, piping, and a fire hydrant
2701176 | 001 | SOLEDAD MISSION WS | M | 15 | N | 25 | Water system is aging and needs improvements - new well and pipes. | New well and pipes. | 10000 | 2000-01-01 | 5 | Monterey District
4300814 | 001 | SCC ANIMAL SHELTER/AIRPORT | M | 15 | N | 25 | Inadequate backflow and cross-connection protection. Significant risk of contamination to potable water system. | Implement all recommendations of certified cross-connection control specialist's survey (included with pre-application). | 20000 | 1998-01-01 | 17 | Santa Clara District
5400896 | 001 | FAR HORIZON CAMP | M | 15 | N | 60 | Low water pressure - inadequate in an emergency | Install a new 3" diameter water main | 20000 | 2000-01-01 | 12 | Visalia District
5500171 | 001 | SIERRA OUTDOOR SCHOOL | M | 15 | N | 250 | NEED STORAGE FOR ADEQUATE SUPPLY RELIABILITY. | INSTALL NEW TANKS AND HOOK-UP | 45000 | 1998-01-01 | 11 | Merced District
5000218 | 004 | COUNTRY VILLA APTS | M | 10 | C | 30 | Country Villa Apartments, built in 1950 in an unincorporated area of Stanislaus County, has a single well (North Well) that serves 23 service connections (approximately 75 residents). The 400 foot deep North Well, 10 HP pump, 2500 gallon hydropneumatic t | This project provides for the replacement of all underground galvanized distribution piping with PVC Schedule 80 piping from the North Well location to all 23 service connections.This project includes the replacement of:850 feet of 2 inch pipe.300 feet of | 52500 | 2010-01-01 | 10 | Stockton District | Distribution Piping Replacement
5000218 | 006 | COUNTRY VILLA APTS | M | 10 | C | 30 | Country Villa Apartments, built in 1950 in an unincorporated area of Stanislaus County, has a single well (North Well) that serves 23 service connections (approximately 75 residents). The 400 foot deep North Well, 10 HP pump, 2500 gallon hydropneumatic t | This project proposes to renovate an existing out-of-service well (Main Well No. 2) sufficient to be used as a stand-by water source in the event the North Well is temporarily removed from service for repairs.This project would consist of removal of the e | 46500 | 2010-01-01 | 10 | Stockton District | Main Well 2 - Renovation for Back-Up Well
2300502 | 001 | ALBION MUTUAL WATER COMPANY | M | 10 | C | 40 | The flat, wood-frame roof on our 70,000 gallon concrete water tank is over 30 years old. The membrane roofing was replaced approximately 15 years ago.The perimeter venting system has been patched and repaired over time and the exposed wood edge blocking | The new roof will be a 5:12, wood frame, gable with a South facing slope to accommodate the future installation of a solar panel array. The attic area will provide for material storage and space for future relocation of water treatment functions.Desig | 20000 | 2007-10-01 | 3 | Mendocino District | Reservoir Roof Replacement
2700622 | 001 | OUTLOOK WA | M | 10 | C | 45 | Water storage tanks and main service lines are 30 years old and need replacement. | Replace existing tanks with two concrete tanks and replace water mains, misc. plumbing, etc. | 24773 | 1998-01-01 | 5 | Monterey District
3100019 | 001 | NORTH EDEN VALLEY | M | 10 | C | 45 | Single well source not reliable. Needs second well. | Construct an additional well to 400 ft. Add additonal 20,000 gallons of storage capacity. | 45000 | 1999-01-01 | 2 | Lassen District
4700630 | 003 | SHASTA VIEW HEIGHTS OWNERS ASSOCIATION | M | 10 | C | 50 | Well number 1 is collapsing and Well number 2 has broken pipes, supply line failure and insufficient storage. Low water levels in summer. Water treatment is occasional chlorine with daily reading and monthly testing. | We need to re-drill and reline a collaping lower shaft in well 1 and replace structures housing wells 1 &2 a reconnect well 1 to stoarage tanks by replacing destroyed piping. Pipe footage to be replaced is approx. 3000 feet.Replace existing 2" & 4" lines | 200000 | 2010-01-01 | 1 | Klamath District | Well Rehabilitation or Replacement (2009)
1500455 | 002 | WILLIAM FISHER MEMORIAL WATER COMPANY | M | 10 | C | 51 | Distribution system consists primarily of inadequate 2" and 4" mains. | Replace distribution system with 8" C900 PVC. | 100000 | 2007-01-01 | 19 | Tehachapi District | Upgrade Distribution System
1900038 | 002 | LANCASTER PARK MOBILE HOME PARK | M | 10 | C | 53 | The Lancaster Park Mobile Estates is a water system in need of an additional water source to meet the demands of the community Maximum Contaminant Level. The Water system has insufficient | The Lancaster Mobile Estates is a water system in need of an additional water source to meet the demands of the community | 100000 | 2010-01-01 | 16 | Central District | Lancaster Mobile Park Additional Well
2700547 | 002 | DESMOND RD WS #03 | M | 10 | C | 55 | Add storage and replace mains. | The electrical panel, tanks, and some water lines all need to be replaced. The application says the project only involves design, but it seems like it would also involve construction. | 30000 | 1998-01-01 | 5 | Monterey District
1200687 | 001 | RIVERBEND MOBILE HOME PARK | M | 10 | C | 60 | This is an older mobile home park in an isolated area, with 29 spaces. The nearest city, Fortuna, is 45 miles over small country roads. The park is built on a flood plain of the Van Duzen River, about 1/2 mile from the Dinsmore airport. The population | We do not know yet if it would be possible to use the existing well and merely upgrade the treatment and distribution system. We have been advised that storage tanks up the incline would be more efficient, but we will need to have an engineer assess the | 250000 | 2010-01-01 | 1 | Klamath District | Riverbend MHP water system
1900537 | 001 | OAK GROVE TRAILER PARK | M | 10 | C | 60 | The Water System is in need of an additional water source to meet the demands of the community, i.e. new ground well. All details can be provided by the LPA- LA County Water Quality Program. | The project is a community water system consisting of 25 to 99 connections and a treated ground water source. The system is in need of an additional water source, or additional water storage tank. | 500000 | 2009-01-01 | 16 | Central District | Oak Grove Trailer Park
2700579 | 001 | ELKHORN RD WS #04 | M | 10 | C | 60 | System has inconsistent pipe types and sizes - the locations of which are unknown and need to be determined. | Replace pipes with new material which is up to standard. | 21500 | 1999-01-01 | 5 | Monterey District
2700579 | 002 | ELKHORN RD WS #04 | M | 10 | C | 60 | Water storage tank needs replacement. | Replace tank. | 20000 | 1999-01-01 | 5 | Monterey District
2702110 | 001 | DELANY WC | M | 10 | C | 60 | Our two 15,000 gallon storage tanks are over 30 years old. Because the tanks were allowed to be installed without shut-off valves, it has been impossible to isolate individual tanks for maintenance. Several small leaks have developed and been repaired, | Initially, the tanks will need to be drained to install proper valving so that tanks can be isolated to proceed with the maintenance and upgrade. Man access doors will need to be cut into the side walls for safe cleaning, sand blasting and re-epoxy proce | 15000 | 2010-01-01 | 5 | Monterey District | Tank repair/replacement and installation of wireless remote DeLany Sys.
2700624 | 001 | LEAFWOOD COMMUNITY WA | M | 10 | C | 66 | Replace old, concrete storage tank. | Replace storage tank with a steel tank. Possibly add a chlorination system. | 35000 | 1998-01-01 | 5 | Monterey District
2700656 | 002 | MORO COJO MWA | M | 10 | C | 67 | System has structural and sanitary hazards and may have a problem with cross-connection control. | Storage tanks and wells need to be repaired and/or replaced. | 13000 | 1998-01-01 | 5 | Monterey District | Replace storage tanks
1900145 | 001 | REESEDALE MUTUAL | M | 10 | C | 68 | The Water System is in need of an additional water source to meet the demands of the community, i.e new ground well. All details can be provided by the LPA- LA County Water Quality Program. | The project is a community water system consisting of 15 to 24 connections and a treated ground water source. The system is in need of an additional water source, or additional water storage tank. | 500000 | 2009-01-01 | 16 | Central District | Reesedale Mutual
2300730 | 003 | WESTPORT COUNTY WATER DISTRICT | M | 10 | C | 70 | Westport County Water District has since the mid 1970’s stored its finished water in a 100,000 gallon redwood water tank The floor has begun to leak past the point of control with approved caulking products. Thanks to a Prop50 grant for a 100,000 gallon | Our Plan is to take down the tank, the staves appear to be sound, store them in damp condition. Re-found the tank with a system of a concrete perimeter and interior posts, build a new floor, re-erect the staves, re-plumb and build a new roof with access a | 80000 | 2010-01-01 | 3 | Mendocino District | Rebuild and Refound 100K ga Redwood Watertank
1900520 | 001 | SMITH S VILLAGE MOBILE HOME PARK | M | 10 | C | 75 | The Water System is in need of an additional water source to meet the demands of the community, i.e. new ground well. All details can be provided by the LPA- LA County Water Quality Program. | The project is a community water system consisting of 25-99 connections and a treated ground water source. The system is in need of an additional water source, or additional water storage tank. | 500000 | 2009-01-01 | 16 | Central District | Smith's Village Mobile Home Park (2008)
1900817 | 001 | CLEAR SKIES MOBILE HOME RANCH | M | 10 | C | 75 | The Water System is in need of an additional water source to meet the demands of the community i.e., new ground well. All details can be provided by the LPA - LA County Water Quality Program. | The project is a community water system consisting of 15 to 24 connections and a treated ground water source. The system is in need of an additional water source or additional water storage tank. | 500000 | 2009-01-01 | 16 | Central District | Clear Skies Mobile Home Ranch
2701034 | 001 | APPLE AVE WS #02 | M | 10 | C | 75 | Sections of the distribution system need to be replaced. | Replace sections of the distribution system which may contain the contamination. | 50000 | 1999-01-01 | 5 | Monterey District
1000063 | 001 | NEW AUBERRY WATER ASSOCIATION | M | 10 | C | 80 | Both well is old and deteriorating | Construct Two new wells | 20000 | 2000-01-01 | 23 | Fresno District
1000063 | 002 | NEW AUBERRY WATER ASSOCIATION | M | 10 | C | 80 | Power to wells is not reliable | Replace circuits and service lines | 5000 | 2000-01-01 | 23 | Fresno District
1000063 | 003 | NEW AUBERRY WATER ASSOCIATION | M | 10 | C | 80 | Storage tanks is deteriorating | Construct new storage tank | 50000 | 2000-01-01 | 23 | Fresno District
1500508 | 001 | TWIN PINES MOBILEHOME PARK | M | 10 | C | 92 | With only one well as a source of water supply, this public water system is deemed to have unreliable source capacity. | FUNDS NEEDED TO DRILL A SECOND WELL OR CONSOLIDATE WITH NEARBY WATER SYSTEM. THE GOAL IS TO ENSURE SERVED PEOPLE OF A RELIABLE DOMESTIC WATER SUPPLY. | 200000 | 2009-01-01 | 19 | Tehachapi District | Second Well for the Water System or inter-tie project for more reliable source capacity
4500084 | 001 | MCARTHUR MOBILEHOME PARK | M | 10 | C | 99 | No backup source for existing low capacity well. System not fulfilling Section 64560(a)(6) (minimize the effects of power supply failure) of the Waterworks Standards. | Install additional well, storage tanks and pumps to provide the reliability required by the Waterworks Standards. | 50000 | 1998-01-01 | 2 | Lassen District | Backup well
0900102 | 001 | GOLD BEACH PARK | M | 10 | C | 100 | Previous well flooded; new well completed, but needs additional work. | Needs second well and additonal storage to meet demands reliably. | 100000 | 1998-01-01 | 9 | Sacramento District | Additional well (1997)
1000260 | 001 | SANDY CREEK VILLAGE MHP | M | 10 | C | 100 | NEED A NEW WELL, AND REPLACE OLD DISTRIBUTION SYSTEM. | CONSTRUCT A NEW WELL AND UPGRADE THE DISTRIBUTION SYSTEM. | 15000 | 1998-01-01 | 23 | Fresno District
1502690 | 002 | DUNE III WATER CO., LLC | M | 10 | C | 100 | System not looped, inadequate piping, not connected to possible additional backup sources. | Construct 8400 linear feet of water line. | 180000 | 2007-01-01 | 19 | Tehachapi District | Loop system
1900975 | 002 | WHITE ROCK LAKE RV PARK | M | 10 | C | 100 | The Water System is in need of additional water sources to meet the demands of the community, i.e. new ground well. All details can be provided by the LPA - LA COunty Water Quality Program. | The project is a community water system consisting of 25-99 connections and a treated ground water source. The system is in need of an additional water source or additional water storage tank. | 500000 | 2009-01-01 | 16 | Central District | White Rock Lake RV Park
1900975 | 003 | WHITE ROCK LAKE RV PARK | M | 10 | C | 100 | Received County of Los Angeles Public Health Ltr: dated February 19,2009. Indicating that June 2008, and July 2008, the White Rock Lake Water System was in violation: 2CCR,Title22,Chapter15,Article3,Section66426.1(b)(2) I will be checking with issuin | As a part of our commitment to comply, we are requesting grant funding to replace the water tanks which are old, and have suffered some corrosion due to extreme cold in winter, and extreme heat in summer. Temps reached 100-105 consistently for over a thre | 20000 | 2010-01-01 | 16 | Central District | White Rock Lake Well / Water Tank replacement
5200503 | 003 | MINERAL COUNTY WATER DISTRICT | M | 10 | C | 109 | Need more storage and increased capacity | Drill second well and add more storage tanks | 50000 | 2001-01-01 | 21 | Valley District
3600123 | 001 | Hi Desert MWC | M | 10 | C | 112 | Old hydro tank needs replacement | Construct new hydro tank | 38000 | 1998-01-01 | 13 | San Bernardino District
2000593 | 001 | OAKHURST MOBILE HOME ESTATES | M | 10 | C | 114 | No backup power available. System lack reliability. | Install a backup power unit. | 10000 | 2000-01-01 | 11 | Merced District | backup power supply (1999)
5000010 | 001 | TID/ LA GRANGE WATER SYSTEM | M | 10 | C | 120 | Pinewood Meadows Mobile Home Park is served by a public water system (well) and serves low-income, affordable housing families.The existing domestic distribution system and lateral services were constructed approximately 40 years ago using buried steel co | A new distribution system has been designed and approved by the Stanislaus County D.E.R. in which will bring all water conduits upto current construction materials by the use of PVC C900 pipe and fittings, to be located within the existing street sections | 1318500 | 2010-01-01 | 10 | Stockton District | Domestic Water Distribution Mainline and Service Replacement
5400940 | 001 | SIERRA KING HOMEOWNERS ASSN | M | 10 | C | 120 | Inadequate storage resulting in shortages requiring temporary reduction in water usage. Also have documented coliform contamination of the well requiring continuous disinfection treatment (which has been installed) | Provide additional storage and a backup well. Additional storage needed to ensure adequate contact time during high water demand periods. | 70000 | 2004-01-01 | 12 | Visalia District
1900936 | 001 | AQUA J MUTUAL WATER COMPANY | M | 10 | C | 125 | The Water System is in need of additional water sources to meet the demands of the community i.e, new ground well. All details can be provided by the LPA - LA County Water Quality Program. | The project is a community water system consisting of 25-99 connections and a treated ground water source. The syatem is in need of an additional water source or additional water storage tank. | 500000 | 2009-01-01 | 16 | Central District | Aqua J Mutual Water Company
5200585 | 001 | MINERAL HOMEOWNER S ASSN | M | 10 | C | 125 | Ancient undersized distribution system with many leaks and breaks due to age. | Replace distribution system pipes. | 300000 | 2000-01-01 | 21 | Valley District
2701658 | 001 | ARROYO CENTER WC | M | 10 | C | 130 | Old, leaky and under-sized pipes and valves in distribution system [No documentation provided] | Replacement of distribution system facilities, e.g. pipes, valves | 30000 | 2000-01-01 | 5 | Monterey District | Distribution system replacement
2701658 | 002 | ARROYO CENTER WC | M | 10 | C | 130 | Inadequate water storage [No documentation provided] | Add about 40,000 gallons of storage | 30000 | 2000-01-01 | 5 | Monterey District | Water storage tank
1900721 | 001 | LOCUST GROVE MOBILE HOME PARK | M | 10 | C | 140 | The water system is in need of an additional water source to meet the demands of the community, i.e. new ground well. All details can be provided by the LPA - LA County Water Quality Program. | The project is a community water system consisting of 15 to 24 connections and a treated ground water source. The system is in need of an additional water source or additional water storage tank. | 500000 | 2009-01-01 | 16 | Central District | Locust Grove Mobile Home Park
1500401 | 004 | METTLER COUNTY WATER DISTRICT | M | 10 | C | 150 | Mettler is a disadvantaged community located several miles from other community water systems. Their only well is about 15 years old and is their only source of water supply for the community. If the pump fails, collapses, or becomes contaminated; the c | The proposed project would call for a design and construction of a test well then developing a production well and water lines to connect to the community water system. The well site will be on land donated by the Water District. This will provide an al | 924600 | 2010-01-01 | 19 | Tehachapi District | Mettler New Well & Water Meter Replacement Project
2700612 | 001 | LAGUNA SECA WC | M | 10 | C | 162 | Disinfection and pumping equipment is needed for improved system reliability. | Install disinfection equipment. Upgrade storage and distribution lines. | 55000 | 1998-01-01 | 5 | Monterey District
2210901 | 002 | MPWD-COULTERVILLE CSA 1 | M | 10 | C | 165 | HIGHEST PORTION OF THE DISTRIBUTION SYSTEM RUNS OUT OF WATER DURING THE SUMMER MONTHS. CORRODED AND LEAKING VALVES AND OLD METERS THAT NEED TO BE REPLACED. | INSTALL A PRESSURE SYSTEM FOR THE HIGHER ELEVATION CUSTOMERS AND INSTALL ALL NEW METERS AND VALVES. | 200000 | 1998-01-01 | 11 | Merced District | Distribution system improvements for pressure problems (1997)
4700551 | 002 | COPCO LAKE MWC | M | 10 | C | 181 | The drinking water system was constructed in 1965. Water is obtained from wells and treated with chlorine gas. Dam removal proposals could impact the water companies ability to provide services should the lands now covered with water be subdivided. The | Replacement of at least 500' of water mains. Replace liners in storage tanks and the complete replacement of one 30,000 storage tank. Install new chlorinating system. Install low water and security alarm with standby generator. Install security fence | 100000 | 2010-01-01 | 1 | Klamath District | Copco Lake Mutual Water Company
1500424 | 001 | LANDS OF PROMISE MUTUAL WATER ASSOCIATIO | M | 10 | C | 190 | UNDERSIZED WATER MAINS | INSTALL 6" MAINS AND 6 -200 TO 500 GAL TANKS. | 271760 | 1998-01-01 | 19 | Tehachapi District
1900843 | 001 | CALIFORNIAN MOBILE HOME PARK | M | 10 | C | 190 | The Water System is in need of additional water sources to meet the demands of the community, i.e. new ground well. All details can be provided by the LPA - LA County Water Quality Program. | The project is a community water system consisting of 100-199 connections and a treated ground water source. The system is in need of an additional water source or additional water storage tank. | 500000 | 2009-01-01 | 16 | Central District | Californian Mobile Home Park
5500080 | 002 | TWAIN HARTE VALLEY MWC | M | 10 | C | 196 | OLD WELDED STEEL PIPELINES NEED TO BE REPLACED. | INSTALL 4,752 FEET OF 6 INCH DIAMETER PVC PIPELINES. | 35640 | 1999-01-01 | 11 | Merced District
2000551 | 001 | MD#07 MARINA VIEW HEIGHTS | M | 10 | C | 200 | THE SYSTEM'S TWO WELLS BARELY KEEP UP WITH SYSTEM DEMANDS DURING THE SUMMER. | INSTALL AN ADDITIONAL 100,000 GALLON STORAGE TANK. | 100000 | 1998-01-01 | 11 | Merced District | Storage tank
2800516 | 001 | TUCKER ACRES MUTUAL WATER CO. | M | 10 | C | 200 | old galvanized pipes from well to homes on Tucker Road and Peterson Drive are leaking badly. | Put in approximately 1,100 feet of new water line, sawing throught road then patching, 3 shut-off valves, one blow-off valve, necessary permits | 60000 | 2000-01-01 | 3 | Mendocino District
2800516 | 002 | TUCKER ACRES MUTUAL WATER CO. | M | 10 | C | 200 | Old galvanized mail leaking badly | Replace 1,100 feet of water main. | 60000 | 2001-01-01 | 3 | Mendocino District
4000512 | 001 | BELLA VISTA MOBILE LODGE | M | 10 | C | 200 | The Lewis C. Pollard Family Trust has been working with the San Luis Obispo County and CSA No. 10 for some time to procure a 25 acre foot per year entitlement from The Nacimiento Pipeline Project that is currently nearing completion.The Trust currently op | Connect the Bella Vista Mobile Lodge water system, owned and operated by The Lewis C. Pollard Family Trust, to either Paso Robles Beach Water or Morro Rock Mutual Water Company to provide treated water that meets California Department of Public Health Saf | 610000 | 2010-01-01 | 6 | Santa Barbara District | Lake Nacimiento Water Line Project
5500053 | 001 | LEISURE PINES MUTUAL WATER CO | M | 10 | C | 200 | SYSTEM LACKS WATER RELIABILITY. | INCREASE DEPTH OF EXISTING WELL FROM 325 FEET TO EITHER 600 FEET OR 1000 FEET DEPENDING ON ITS CAPACITY. INSTALL NEW PUMP, METER, AND WIRING. | 60000 | 1998-01-01 | 11 | Merced District | Increase Well Capacity
5500104 | 001 | CASCADE ESTATES | M | 10 | C | 210 | Well water is pumped from two wells into two existing storage tanks and distributed throughout a 113 manufactured housing community --- The storage tanks are old and need to be replaced--- We have been under pressure from Tuolumne County Environmental He | An engineering study will be conducted to accurately design and size the storage system,meet distribution requirements and comply with applicable governmental and code requiirements,once approved by applicable agencies,the larger tank will be plumbed out | 85000 | 2010-01-01 | 11 | Merced District | Well water storage tank upgrade and replacement
1000061 | 001 | MUSICK MEADOWS #2 | M | 10 | C | 220 | INADEQUATE SOURCE AND STORAGE RELIABILITY. | CONSTRUCT ANOTHER STORAGE TANK AND IMPROVE OLD PIPELINES. | 275000 | 1999-01-01 | 23 | Fresno District
1900636 | 001 | EL RANCHO MOBILE HOME PARK | M | 10 | C | 228 | The Water System is in need of an additional water source to meet the demands of the community, i.e. new ground well. All details can be provided by the LPA- LA County Water Quality Program. | The project is a community water system consisting of 25 to 99 connections and a treated ground water source. The system is in need of an additional water source, upgrades to their treatment equipment and or water storage tank. | 500000 | 2009-01-01 | 16 | Central District | El Rancho Mobile Home Park
3600279 | 002 | Golden State Water; Desert View | M | 10 | C | 230 | There are fire flow deficiencies in the Desert View system due to undersized 1950’s era mains installed that range in size from 1.5 inch to 4 inch in diameter. | The proposed project is to replace the existing mains in the Desert View Road, the Right of Way east of Milpas Road, the Right of Way South of Del Sol Road and in Wallace Road as identified in the recently completed master plan for the desert view system. | 992000 | 2010-01-01 | 13 | San Bernardino District | GSWC - Desert View Pipeline Replacement Project
5500040 | 001 | BLUEBELL VALLEY MWC | M | 10 | C | 230 | Frequent repair to deteriorating metal distribution pipe. Maintaining minimum pressure supply and fire flow requirements to hill top residents. Comply with Title 10 section.140.71.4 through 260.140.71.5 and 260.140.71.7 (1.)Install back flow devises to | 1. Replacement deteriorating 40 year old metal pipe through field 2. Replacement unpressurized 30 plus year old 2 inch class 160 pvc distribution line to 6 inch pressurized distribution to hill top residences.3. Install fire hydrants same service area4. | 800000 | 2010-01-01 | 11 | Merced District | Distribution plant upgrade
5400934 | 001 | PONDEROSA CSD | M | 10 | C | 232 | Collapsed 210,000 gallon storage tank | Replace 210,000 gallon storage tank | 150000 | 2001-01-01 | 12 | Visalia District
5000017 | 001 | PARK HEIGHTS MUTUAL WATER CO | M | 10 | C | 250 | OLD DISTRIBUTION YSSTEM AND OLD AGE WELL. | REPLACE DISTRIBUTION SYSTEM AND UPGRADE WELL. | 400000 | 2000-01-01 | 10 | Stockton District
2910011 | 002 | PLAVADA COMMUNITY ASSOCIATION | M | 10 | C | 300 | The proposed project includes a new water well, a new water storage tank, water pipelines and appurtenant facilities for the Pla-Vada Community Association (Association) located in the County of Nevada, CA (County). The new well will replace a spring fed | Specific proposed facilities included in this project are the following:? Installation of a 130,000-gallon steel water storage tank on Assessor's Parcel 47-430-04.? Construction of approximately 120 lineal feet of access road and about 200 lineal feet of | 696624 | 2010-01-01 | 21 | Valley District | Water Well and Storage Tank Replacement Project
3600166 | 002 | Mill Creek MSC | M | 10 | C | 315 | Our water company does not currently comply with Sections 64565 and 64628 of California Code of Regulations requiring current standards for water storage capacity and water main distribution lines.We have a 42,000 gallon steel-bolted water storage tank wi | Our project entails the purchase and installation of an additional water storage tank, to bring our water company into compliance with CCR Section 64565, and a 4-inch water distribution main line, to comply with CCR Section 64628.We have a quote of $86,75 | 174500 | 2010-01-01 | 13 | San Bernardino District | Mountain Home Village Water Storage and Distribution Project (2009)
5500077 | 001 | SLIDE INN SNOWBOWL WATER CO | M | 10 | C | 315 | Water and pipelines 30 to 40 years old. Some existint pipe is not to PUC Standards. Waterlines running above surface-approx. 1000 ft. | Upgrade and replace existing pipelines and install new tank already purchased. OTHER-Refinance and Design | 125000 | 1998-01-01 | 11 | Merced District
1500557 | 001 | STOCKDALE RANCHOS MUTUAL WATER CO | M | 10 | C | 325 | Stockdale ranchos MWC has only one well. With only one source of supply, the water system is deemed to be unreliable. | As part of the project, a second well will be drilled or intertie with City of Bakersfeld will be developed. | 500000 | 2009-01-01 | 19 | Tehachapi District | Stockdale Ranchos-Second Well or Intertie with City of Bakersfield
5510007 | 001 | DEL ORO WATER COMPANY - STRAWBERRY DIV. | M | 10 | C | 330 | The Upper Diamond Lake Tank is leaking and is beyond repair. Leakage, in addition to loss of water in a water poor area, is eroding the hillside | Replacement of the Upper Diamond Tank in kind. | 500000 | 2010-01-01 | 11 | Merced District | Del Oro Water Company - Strawberry District - Replacement of Upper Diamond Tank
5510007 | 002 | DEL ORO WATER COMPANY - STRAWBERRY DIV. | M | 10 | C | 330 | The Upper Diamond Lake Tank is leaking and beyond repair. Leakage, in addition to loss of water in a water poor area, is eroding the hillside. The existing tank is undersized and obsolete for the water system. | The project would consist of replacement of the existing 25,000 gallon Upper Diamond Lake Tank to a 200,000 gallon tank. The tank will be designed to meet current storage requirements as detailed in the California Waterworks Standards. | 500000 | 2010-01-01 | 11 | Merced District | Strawberry District - Replace Upper Diamond Tank
3702754 | 001 | RANCHO CORRIDO RV RESORT | M | 10 | C | 350 | Current system has no storage and relies on what can be pumped out of the well. There is no back-up well and no generator. When outages occur, the system is at risk for introduction of contamination from low pressures.This would violate the Total Colifo | As a minimum: recommend installation of two pressure tanks (1000 gallons each) and a back-up propane powered generator at the well head (with 24 hour propane capacity).(This would (a) eliminate the need for a dedicated transmission line, (b) provide flow | 60000 | 2010-01-01 | 14 | San Diego District | Water storage increase for supply and fire protection (2009)
3702754 | 002 | RANCHO CORRIDO RV RESORT | M | 10 | C | 350 | The existing system has no back-up well and has frequent outages. A back-up well would assure a safe and continuous water supply when the existing well might be out of service. (A generator has been recommended for emergency power to the main well and c | A minimum 8 inch diameter well with a 100 foot annular seal (to bypass nitrate bearing sources) to a nominal depth of 300 feet. A larger diameter well is desirable but would incur additional costs. The drilling is more difficult than normal appearances i | 85000 | 2010-01-01 | 14 | San Diego District | Construction of second well for back-up. (2009)
3702754 | 003 | RANCHO CORRIDO RV RESORT | M | 10 | C | 350 | The existing distribution system is only 2 inch diameter and doesn't allow a minimum flow of 130 gal./min for fire flow. Upgrading to a 4 inch diameter and AWWA C-900 PVC would bring compliance with the California Code of Regulations-Title 22. In the eve | Construction of a replacement distribution system (abandonment of the existing 2 inch PVC pipe) with 4 inch pipe meeting AWWA C-9-00 specifications; installation of fire hydrants and other appurtanances to conform to Title 25 (Mobil Home Park Act) and Ti | 95000 | 2010-01-01 | 14 | San Diego District | Distribution system upgrade (2009)
3702754 | 004 | RANCHO CORRIDO RV RESORT | M | 10 | C | 350 | There is no storage tank for this system and supply is dependent on the nominal 500 gallon / minute well with supply with a variable flow demand device. The frequency of outages puts this system at risk for introduction of contamination and the lack of s | A minimum 40,000 gallon storage tank would be constructed to compliment supply from a high yield well (nominal 500 gallon/minute). Plan checking, proof of seismic stability of the soil, disinfection, construction of a manway, safety access ladder, chemica | 80000 | 2010-01-01 | 14 | San Diego District | Storage Tank (2009)
5700712 | 002 | DUNNIGAN WATER WORKS | M | 10 | C | 400 | Dunnigan Water Works (DWW) is a small communmity water and sewer system that depends on one well as their source for safe drinking water. The old backup well produces coliforms, is shallow and groundwater table is dropping. | Drill, construct an install necessary equipment for a new well to a depth of approximately 1100'. Add new PG&E electric service and 850' of 4" C900 piping for connection to existing system. | 325000 | 2010-01-01 | 9 | Sacramento District | Dunnigan WaterWorks - New Well
1500475 | 001 | KRISTA MUTUAL WATER COMPANY | M | 10 | C | 428 | Remove and replace pump and pump house. Install additional storage tank, replace 5000' of 8" trans. Pipeline, property and ROW for tank with piping. EXCEEDS FLUORIDE MCL. | Remove and replace pump and pump house. Install additional storage tank, replace 5000' of 8" trans. Pipeline, property and ROW for tank with piping. OTHER - Design and Construction | 300000 | 1998-01-01 | 19 | Tehachapi District
1900649 | 001 | GOLDEN SANDS MOBILE HOME PARK | M | 10 | C | 450 | The Water System is in need of an additional water source to meet the demands of the community, i.e. new ground well. All details can be provided by the LPA- LA County Water Quality Program. | The project is a community water system consisting of 152-199 connections and a treated ground water source. The system is in need of an additional water source, upgrades to their treatment equipment and or water storage tank. | 500000 | 2009-01-01 | 16 | Central District | Golden Sands Mobile Home Park
3410022 | 001 | OLYMPIA MOBILODGE | M | 10 | C | 450 | The Olympia Mobilodge is a well system consisting of two wells, pneumatic tank and associated piping for a 55 and over community of 208 in Southern Sacramento County. in 2008 DPH cited the system in for not having a method to record total flow into the di | Install a 4" flow meter to record total flow from the wells into the pneumatic tank and distribution system. The project consists of removing a 2 foot section of 4"steel pipe and installing 2 flanges and a flow meter. This meter will be read by the opera | 10000 | 2010-01-01 | 9 | Sacramento District | Well System Flow Meter Installation
1500459 | 001 | LAKE OF THE WOODS MOBILE VILLAGE | M | 10 | C | 465 | Lake of the Woods Mobile Village has only hardrcok well. Therefore, the water system is not reliable. | As part of this project, Lake of the Woods Mobile Village will either drill a second well or develop an intertie with Lake of the Woods Mutual Water Company. | 500000 | 2009-01-01 | 19 | Tehachapi District | Lake of the Woods Mobile Village-Second Well/intertie with Lake of the Woods MWC
1210024 | 004 | WESTHAVEN C.S.D. | M | 10 | C | 490 | The water system has just one storage tank, which has a total capacity of 100,000 gallons and a service capacity of 85,000 gallons. The system's maximum day demand in 2008 was approximately 56,000.The concrete tank, constructed in 1985, has a metal roof | The proposed solution involves construction of a second tank of approximately 80,000 gallons, which could be used to serve the system during replacement of the roof on the existing tank and then to supplement the system's storage capacity once both tanks | 320000 | 2010-01-01 | 1 | Klamath District | New tank and repair existing tank
5510027 | 002 | TUD-CUESTA CENTER-LAMBERT LAKES | M | 10 | C | 491 | There are two subsurface treated water reservoirs in the Cuesta / Lambert system. Although they are gunite lined and are under a roof neither of them have modified PVC liners with floating covers. Without complete liners with floating covers the treate | This project would provide funding to purchase and installation of the liner with a floating cover. | 76000 | 2010-01-01 | 11 | Merced District | Subsurface reservoir liners in the Cuesta / Lambert system
2701676 | 003 | SAN LUCAS WD | M | 10 | C | 500 | Potential contamination from aging, leaking, and weakened wooden water tank. | Design and engineering of a new water tank. | 77000 | 1998-01-01 | 5 | Monterey District
4000222 | 003 | AVILA BEACH COMM SERVICE DIST | M | 10 | C | 600 | Flow restrictions from old reservoirs to distribution, corrosion problems, old valves & broken. | Replace corroded tanks, valves and system piping. | 250000 | 2002-01-02 | 6 | Santa Barbara District
4000222 | 005 | AVILA BEACH COMM SERVICE DIST | M | 10 | C | 600 | Steel tank corroded, PCE contamination from failed interior tank coating | Construct new storage tank. | 450000 | 2002-01-01 | 6 | Santa Barbara District
3600258 | 001 | Sky Forest MWC | M | 10 | C | 605 | Replace a 1 1/2" steel main line that is approximately 75 years old. This line feeds approximately 10 homes. The line barely provides enough water for 3 homes because it is blocked with a build up of calcium and rust. This line is very fragile and runs | There has never been a compliance problem with this main line. The problem has been providing enough flow to supply the 10 homes and other new homes that are currently being built and those that may be built in the future. In the "Problem Description" se | 100000 | 2010-01-01 | 13 | San Bernardino District | Kuffle Canyon water main line replacement project
3600200 | 001 | Rancheritos MWC | M | 10 | C | 655 | These projects are necessary to replace water mains which were installed in 1956. We are experiencing leaks, and red water complaints. All but 2.5 miles of the 11 mile system have been replaced with C-900 PVC pipe. The Fire Department now insists we re | In the previous phase we installed approx 660 feet of new main but were not able to finish the phase to the well due to the costs of the valves and related equipment. We have an earthquake resistant tank connector which we would like to install but need | 900000 | 2010-01-01 | 13 | San Bernardino District | Phase 3, 4 and 5 Pipeline Rehabilitation Project/Storage tank installation
5610006 | 004 | YERBA BUENA WATER COMPANY | M | 10 | C | 690 | Approximately 5,200 linear feet of water mains are undersized and at the end of their service life requiring increased maintenance and repair of breaks and leaks. This utility, which draws solely from groundwater wells, is the only source of water for th | The project consists of replacing approx 5,200 linear feet of old and undersized (3 inch and 4 inch) cast iron water mains with new CL 150 PVC 6 inch and 8 inch mains along with new valves, lateral lines, meters and hydrants appurtenant thereto. There wi | 925000 | 2010-01-01 | 6 | Santa Barbara District | Replacement of 56 year old Water Mains
3600220 | 001 | CSA 42 Oro Grande | M | 10 | C | 700 | Undersized storage facility | Construct new second reservoir | 100000 | 1998-01-01 | 13 | San Bernardino District
3600220 | 003 | CSA 42 Oro Grande | M | 10 | C | 700 | Master plan does not rovide for reliable water system operation | Develop new master plan | 50000 | 2000-01-01 | 13 | San Bernardino District
3600220 | 004 | CSA 42 Oro Grande | M | 10 | C | 700 | Well does not meet waterwork standards | Improve well by raising above grade | 35000 | 2000-01-01 | 13 | San Bernardino District
3600220 | 005 | CSA 42 Oro Grande | M | 10 | C | 700 | This is the only potable water reservoir serving the community of Oro Grande (CSA 42) The reservoir shell is severely corroded due to its age. The shell is currently leaking and may fail. As the only reservoir for the community, it can not be taken out of | Plan, design and construct a replacement .25 million gallon reservoir. | 300000 | 2010-01-01 | 13 | San Bernardino District | County Service Area 42 Water Reservoir
0800555 | 002 | GASQUET C.S.D. | M | 10 | C | 775 | Unable to serve 28 residences. | Build distribution system to serve these residences filtered water. | 250000 | 1999-01-01 | 1 | Klamath District | Provide treated water to residences (1997)
0800555 | 005 | GASQUET C.S.D. | M | 10 | C | 775 | Does not meet Section 64560(a)(6) of the Waterworks Standards. Inability to supply water during electrical outages. | Purchase a 100 KW 3-phase generator. | 32000 | 1998-01-01 | 1 | Klamath District | Backup power (1997)
1510051 | 001 | LEBEC COUNTY WATER DISTRICT | M | 10 | C | 830 | The District is located in the Tehachapi Mountains in Kern County, 40 miles south of Bakersfield. The District is within the Lebec Census Designated Place, which has a Median Household Income (MHI) of $39,063 (2000 Census data). Some of the older pipeli | The project consists of the replacement of 3,500 feet of 8-inch diameter pipe in Lebec Road. This pipeline is the main backbone that delivers water to the older areas of the District. The other project components include isolation valves, connections wi | 300000 | 2010-01-01 | 19 | Tehachapi District | Replacement of Lebec Road Water Main
3910024 | 003 | SAN JOAQUIN COUNTY - WILKINSON MANOR | M | 10 | C | 861 | The Morada area water systems consists of fourteen wells feeding into nine independent distribution networks of 6-inch and 8-inch water lines. The systems serve a total of 728 connections operated and maintained by nine special districts: Morada Estates | The work, in general, consists of 3 system interconnects with bi-directional flow meters, and the retrofit of 5 existing connections with bi-directional flow meters. The proposed interconnects are as follows: An interconnect of approximately 500 feet of | 2800000 | 2010-01-01 | 10 | Stockton District | Morada Emergency Water Interconnects Project
3600270 | 003 | Golden State Water-Mor Del Norte | M | 10 | C | 870 | The existing Navajo Reservoir is too small to meet the current water demand. The existing tank is also old, and has reached the end of its useful life. Based on the current master plan, a new and larger tank is needed to supply adequate storage for curr | The scope of service includes the demolition of the existing bolted steel tank, site preparation including grading for new tank, securing and transporting 0.25 MG Aquastore tank from Wrightwood, erecting tank on new foundation ring wall, and increasing t | 548130 | 2010-01-01 | 13 | San Bernardino District | GSWC-Morongo del Norte-Navajo Tank
3600270 | 004 | Golden State Water-Mor Del Norte | M | 10 | C | 870 | There are fire flow deficiencies in the Morongo Del Norte system due to undersized 1950’s era mains installed that range in size from 2 inch to 4 inch in diameter. | The proposed project is to replace the existing mains along 29 Palms Highway from Lanning to Piedras, Bella Vista North of 29 Palms, Sundown Trail, Bella Vista South of 29 Palms, Various Lines at 29 Palms Highway, Lanning Lane, Elm Street, Cedar Drive and | 2777000 | 2010-01-01 | 13 | San Bernardino District | GSWC - Morongo Del Norte - Pipeline Replacement Project
3610108 | 001 | GOLDEN STATE WATER CO - LUCERNE | M | 10 | C | 996 | There are fire flow deficiencies in the Lucerne Valley system due to undersized 1950s era mains that range in size from 4 inch to 8 inch in diameter. | The proposed project is to replace the existing mains in Custer Ave., Carson Rd., Agate Rd., Butte St., Amber Rd., Mesa Rd. north of Meb Plant, Tradepost Rd., Zircon Rd., Onyx Rd., Topaz Rd., Carnelian Rd., Azurite Rd., Spinel Rd. and install new pipeline | 7996000 | 2010-01-01 | 13 | San Bernardino District | GSWC - Lucerne Valley Pipeline Replacement Project
1210019 | 001 | HYDESVILLE CO. W.D. | M | 10 | C | 1200 | Project #1: Area of system served by deadend main is isolated in case of main breaks. | 1500 feet of 8-inch main to loop system and increase reliability. | 91000 | 1998-01-01 | 1 | Klamath District | Loop Main Project
1210019 | 002 | HYDESVILLE CO. W.D. | M | 10 | C | 1200 | Project #2: System relies on 30 year old, 6-inch main to supply water from source. Main traverses steep slope and has failed in past, isolating source. Subject to failure in earthquake. | 1200 feet of 12-inch main (flat) and 225 feet of main (upslope). New main will provide second route from source and increase reliability. | 118000 | 1999-01-01 | 1 | Klamath District | Transmission Main Project
1210019 | 003 | HYDESVILLE CO. W.D. | M | 10 | C | 1200 | The water tank is in need of seismic retrofitting, repair, and recoating. It is recommended that these repairs take place along with recoating and seismic retrofit | Retrofit tank and loop dead end mains on Guido Lane and Rohnerville Road. | 650000 | 2003-01-01 | 1 | Klamath District | Water Tank Seismic Retrofit
3610007 | 004 | BASELINE GARDENS MWC | M | 10 | C | 1300 | No backup source of supply | Drill new well | 300000 | 1998-01-01 | 13 | San Bernardino District | Backup well
3610007 | 005 | BASELINE GARDENS MWC | M | 10 | C | 1300 | Old distribution system piping | Replace pipelines | 600000 | 1998-01-01 | 13 | San Bernardino District | Distribution system rehabilitation
1210002 | 002 | CITY OF BLUE LAKE | M | 10 | C | 1500 | Booster pump station capital replacement; storage tank structural replacement; replace system valves; add telemetry. | Design and replace failing pumping facility; replace all failed valves in system; design and construct telemetry system and alarms. | 600000 | 2000-01-01 | 1 | Klamath District
1910023 | 005 | AVERYDALE MWC | M | 10 | C | 1500 | This is DHS directive to have emergency connection because the system is isolated. | Install intertie with LACWWD for be used as emergency connection. | 125000 | 2008-12-01 | 16 | Central District | Intertie Connection with LA County Water Works District
5410011 | 002 | SPRINGVILLE PUD | M | 10 | C | 1500 | Leaks in water distribution system. | Repair or replace portions of the distribution system. | 1000000 | 2005-01-01 | 12 | Visalia District | Distribution Repair
5410011 | 003 | SPRINGVILLE PUD | M | 10 | C | 1500 | 1. Reliability achieving LT1ESWTR filter performance requirements. 2. Lack of redundancy in source water delivery system. | Study to evaluate existing water treatment process, alternatives, and design of modifications. Also investigate source water delivery redundancy, alternatives, and design of improvements. | 60000 | 2005-01-01 | 12 | Visalia District | Treatment Plant Study
3310013 | 004 | ELSINORE WD - COUNTRY CLUB | M | 10 | C | 1507 | This pipeline replacement is important to the community. In 2004 there was a main break on Wisconsin Street that resulted in a water outage affecting businesses in the area. By replacing this pipeline we will increase reliablity to the business and res | 8" PVC C-900 pipe will replace several hundred feet of existing pipe that is varied in size along Wisconsin and Lash Streets. | 400000 | 2010-01-01 | 20 | Riverside District | Wisconsin/Lash Pipeline Replacement
3210010 | 001 | HAMILTON BRANCH CSD | M | 10 | C | 1624 | Much of the water system is old and water mains are 3" steam pipe installed in 1957. | Replace 3" steam pipe with 6" C900 PVC pipe. | 200000 | 1998-01-01 | 2 | Lassen District
1210020 | 006 | FIELDBROOK GLENDALE C.S.D. | M | 10 | C | 1670 | This project includes repair to an existing 400,000 gallon redwood water tank and the addition of a new 400,000 gallon steel water tank. The existing water tank is the only water tank that serves the District and has had a series of problems due to it's a | The project includes two related activities. The first is construction of a new 400,000 gallon steel water tank, adjacent to the existing tank. The site has already been graded to accept this new tank and the project will require a minor amount of undergr | 900000 | 2010-01-01 | 1 | Klamath District | Water reservoir repair and expansion (2009)
3610060 | 002 | SBDNO COUNTY SERVICE AREA W-1 | M | 10 | C | 1670 | Need a Water Master Plan developed to plan the current and future requirements of the district to provide safe, reliable water for the district users and adequately meet growth needs. | Develop Water Master Plan for the system | 50000 | 2000-01-01 | 13 | San Bernardino District
5710007 | 005 | ESPARTO C.S.D. | M | 10 | C | 2000 | The Project is for drilling a new well to reolace our Well #4 because it has the Casing perforations opened up to the point of pumping sand terribly and we have tried lining the casing with a smaller casing to provide additional sand removing gravel pact | The progect is to drill a test well to 1000 ft of depth to see if it is possible to utilize different stratas to avoid the sand and come up with 1000 GPM or as close to that as possible. Then we will drill the Test well again to the proper 30 inch casing | 750000 | 2010-01-01 | 9 | Sacramento District | Esparto CSD upgrade to needed Capacity, Redrilling of Well#4
3310079 | 001 | ELSINORE WD - LAKELAND | M | 10 | C | 2017 | Insufficient water supply, since a major existing well needed to be shut down due to ground water contamination from carbon tetrachloride. See attached documentation. | Design and construct new well with pump and appurtenances to meet the Waterwork Standards, increase system reliability and provide replacement water supply. | 350000 | 1998-01-01 | 20 | Riverside District | Additional Source (1997)
3310079 | 002 | ELSINORE WD - LAKELAND | M | 10 | C | 2017 | The existing bolted steel storage tank is old, rusted, leaking, and structurally unsound, having no remaining useful life. | Design and construct new steel tank to meet WW standards and increase system reliability. | 250000 | 1998-01-01 | 20 | Riverside District | Additional storage (1997)
3310079 | 003 | ELSINORE WD - LAKELAND | M | 10 | C | 2017 | The existing bare steel watermains and appurtenances are old, undersized (mainly 2"+), deteriorated and unreliable, with limited remaining life, including frequent leaks, repairs, outages, valve work, etc. | Design and construct 50,000'+ of new watermain to meet the WW standards and increase system reliability. Project can be phased by priority over 3 years. | 3375000 | 1999-01-01 | 20 | Riverside District | Replace distribution system (1997)
3310079 | 004 | ELSINORE WD - LAKELAND | M | 10 | C | 2017 | This item has been identified in our CIP and the tank is scheduled for refurbishment this year. | The tank will be taken out of service temporarily to completely refurbish and recoat inside and out per our CIP. | 180000 | 2010-01-01 | 20 | Riverside District | Howell #2 Tank Recoating
3310079 | 005 | ELSINORE WD - LAKELAND | M | 10 | C | 2017 | The reliability of the pipeline is in jeopardy due to the age of the pipe. Should this pipeline fail, a water outage will occur effecting a large portion of the lakeland system. | This project will include replacement and realignment of the existing pipeline. The existing steel pipeline is aged and needs to be replaced. The new pipe will be constucted of PVC C-900. | 107000 | 2010-01-01 | 20 | Riverside District | Ballard Street Transmission Pipeline Relocation
1010039 | 011 | CARUTHERS COMM SERV DIST | M | 10 | C | 2103 | Water service pressure and supply not reliable. | Install approximately 7,000 LF of new water main. | 500000 | 2005-01-01 | 23 | Fresno District | Water Line Looping
3610105 | 002 | GOLDEN STATE WATER CO - APPLE VLY NORTH | M | 10 | C | 2240 | Old, undersized mainline | Replace mainline | 150000 | 1998-01-01 | 13 | San Bernardino District
3610105 | 003 | GOLDEN STATE WATER CO - APPLE VLY NORTH | M | 10 | C | 2240 | There are fire flow deficiencies in the Apple Valley North system due to undersized 1940’s era mains installed that range in size from 4 inch to 12 inch in diameter. | The proposed project is to replace the existing mains in Yucca Rd. from Valley Crest Ter. to Papago Rd., and continuing on Papago Rd. to Ocotilla Rd.; Ocotilla Rd. from Papago Rd. to Chipeta Rd.; Mesquite Rd. from Papago Rd. to Chipeta Rd.; Ouray Rd. from | 3816000 | 2010-01-01 | 13 | San Bernardino District | Apple Valley North Pipeline Replacement Project
1510007 | 001 | FRAZIER PARK PUD | M | 10 | C | 2348 | OLD WATER MAINS MADE OUT OF 10 GAUGE STEEL SOME AS SMALL AS 2"; INADEQUATE FIRE PROTECTION, WATER STORAGE TANKS DETERIORATING | REPLACE WATER MAINS WITHIN OUR DISTRICT - REPAIR/REPLACE WATER STORAGE TANKS ADD FIRE HYDRANTS. OTHER - DESIGN AND CONSTRUCTION | 800000 | 1999-01-01 | 19 | Tehachapi District
1510007 | 003 | FRAZIER PARK PUD | M | 10 | C | 2348 | Frazier Park is rural, low-income community of about 2,834 people. A 2003 survey of he community documented a Median Household Income of $26,500 for the area. The Frazier Park Public Utility District (District) provides only water to district users. The w | If the project is funded the district will upgrade of the water system to meet Safe Drinking Water requirements. This project will build a new well to replace well #3, replace undersized and leaking waterlines with 6 and 8 inch waterlines, install hydrant | 4000000 | 2008-01-01 | 19 | Tehachapi District | Frazier Park Safe Drinking Water Project
3310019 | 001 | IDYLLWILD WATER DISTRICT | M | 10 | C | 2500 | The District needs to develop additional sources of water to meet current demand during water short periods. A geohydrology study is currently I progress. | Rehabilitate two existing wells and drill one new well. | 120000 | 1998-01-01 | 20 | Riverside District | Well drilling and rehabilitation (1997)
3310019 | 003 | IDYLLWILD WATER DISTRICT | M | 10 | C | 2500 | Due to its age, condition and elevation, one of our downtown storage tanks was taken out of servie in 1995 (Rockdale). The tank must be replaced. | Regrade site and construct two 210,000 gallon steel tanks. | 245000 | 1998-01-01 | 20 | Riverside District | Replace Rockdale tank (1997)
3310019 | 006 | IDYLLWILD WATER DISTRICT | M | 10 | C | 2500 | The District's aging creek diversion pipeline and pumping station are in need of replacement. | Construct new diversion pipeline and pumping station. Construct new roof on forebay tank. | 120000 | 1999-01-01 | 20 | Riverside District | New intake (1997)
3310019 | 011 | IDYLLWILD WATER DISTRICT | M | 10 | C | 2500 | Continue program of distribution pipeline replacement. | Construct 5,000 feet of 6" and 8" pipeline. | 180000 | 2002-01-01 | 20 | Riverside District | Distribution replacement (1997)
5510005 | 001 | TWAIN HARTE COMMUNITY SERVICES DISTRICT | M | 10 | C | 2568 | SYSTEM WHICH SERVES 125 PARCELS IS UNDERSIZED FOR ADEQUATE SUPPLY CAPACITY. | INSTALL NEW C-900 6" THROUGHOUT WITH NEW SERVICES AND FIRE HYDRANTS EVERY 500'. OTHER - DESIGN AND CONSTRUCTION. | 700000 | 1998-01-01 | 11 | Merced District | Distribtuion system rehabiliation (1997)
5510005 | 002 | TWAIN HARTE COMMUNITY SERVICES DISTRICT | M | 10 | C | 2568 | INADEQUATE TREATED WATER STORAGE ON THE SOUTHSIDE OF DISTRICT INCASE OF MAJOR PROBLEM OR LINE DISRUPTIONS. | INSTALL A 500,000 GALLON BOLTED TANK ON DISTRICT LOT IN LILAC TERRACE SUBDIVISION. OTHER - DESIGN AND CONSTRUCTION | 100000 | 1998-01-01 | 11 | Merced District | Treated water storage (1997)
0210001 | 002 | LAKE ALPINE WATER COMPANY | M | 10 | C | 2650 | INADEQUATE STORAGE IN MIDDLE PRESSURE ZONE | CONSTRUCT WATER STORAGE TANK | 100000 | 1999-01-01 | 10 | Stockton District | Additional Storage (1997)
3610063 | 003 | GOLDEN STATE WATER CO - MORONGO DEL SUR | M | 10 | C | 2716 | There are fire flow deficiencies in the Morongo Del Sur system due to undersized 1950’s era mains installed that range in size from 2 inch to 4 inch in diameter. | The proposed project is to replace the existing mains in Juniper Ave., Cedar Drive, Pinion Ave, and Ash Drive, Aspen Ave., Juniper Ave. South of Aspen, the Easement South of Old Mill Rd., Juniper Ave. from Vista Dr. to Buena Vista Dr., Juniper Ave. & Moja | 11381000 | 2010-01-01 | 13 | San Bernardino District | Morongo Del Sur Pipeline Replacement Project
2010003 | 002 | BASS LAKE WATER COMPANY | M | 10 | C | 2800 | Intake pipeline to the surface water treatment plant is old, undersized, and has numerous leaks throughout its length. | Construct a new 8-inch diameter raw water pipeline. | 800000 | 2002-01-01 | 11 | Merced District
2610003 | 001 | BRIDGEPORT PUD | M | 10 | C | 3000 | Backup systems needed | Construct new main, generator, and pumps | 250000 | 1999-01-01 | 13 | San Bernardino District | Backup power supply and pumps (1997)
4910028 | 008 | SWEETWATER SPRINGS CWD - MONTE RIO | M | 10 | C | 3000 | This project replaces aging distribution mains and appurtenances in the Alder Road, Pebble Way, and Heller Street area of Monte Rio. The area has older, undersized mains and is plagued by recurring main breaks and low water pressure. The project will im | This project replaces existing mains and appurtenances on River Blvd, Alder Rd., Willow Rd., and Railroad Ave, in Monte Rio with approximately 6,000 lf of 6-inch water main, to complete loop. As part of the project, 4,500 lf of parallel undersized water | 1420000 | 2010-01-01 | 18 | Sonoma District | Monte Rio 2009 Infrastructure Improvements
3610030 | 001 | MARIANA RANCHOS CWD | M | 10 | C | 3019 | Old, substandard mainline | Replace mainline | 347200 | 2007-01-01 | 13 | San Bernardino District
5010021 | 002 | DENAIR COMMUNITY SERVICES DISTRICT | M | 10 | C | 3225 | The Denair Community Services District relies totally on ground water pumping for water supplies required for approximately 1300 customers and 3000 residents. The water wells are dispursed throughout the District and are subject shut down during power ou | The purpose of the Denair Community Service District 2009 Well Site Generator Project is to design, purchase, and install backup generators at three existing ground water well sites. The generators will supply backup power to the wells during power outag | 105000 | 2010-01-01 | 10 | Stockton District | Denair Community Services District 2009 Well Site Generator Project
5010021 | 003 | DENAIR COMMUNITY SERVICES DISTRICT | M | 10 | C | 3225 | The Denair Community Services District relys exclusively on ground water wells to supply water for approximately 1300 users and over 3000 residents. The scattering of water wells make it necessary to construct raw water lines required to maximize storage | The Denair Community Service District 2009 Raw Water Line Project consist of the construction of approximately 1750 linear feet of 8 inch raw water line, 2-8 inch gate valves, restoration of existing road pavement , and connection to existing facilities. | 300000 | 2010-01-01 | 10 | Stockton District | Denair Community Service District 2009 Well Site 8 Raw Water Line Project
5010021 | 004 | DENAIR COMMUNITY SERVICES DISTRICT | M | 10 | C | 3225 | The majority of the existing Denair Community Services District water system was constructed in the mid-1960's. The original system was constructed with 4 inch and 6 inch water mains when the district was much smaller. This existing system eventually pr | The Denair Community Services District 2009 Water Main project consist of the construction of 3,060 linear feet of 12 inch PVC C-900 trunk water main and 60 linear feet of 8 inch PCVC C-900 water line through existing streets, 6 8 inch gate valves, 6 12 i | 852040 | 2010-01-01 | 10 | Stockton District | Denair Community Services District 2009 Trunk Water Line Project
5010021 | 005 | DENAIR COMMUNITY SERVICES DISTRICT | M | 10 | C | 3225 | Denair Community Services District Well Site No. has escalating nitrates levels that are projected to exceed drinking water standards in the near future. The construction of Denair CSD Water Tank No. 1 and the connection of Well Site No. 7 and Well Site | The Denair CSD 2009 Water Treatment Plant No. 1 will design and constrcut a water treatment plan at the location of Denair CSD Water Tank No. 1. The treatment plant will be designed and constructed to elininate nitrates, and other impurities from the dri | 600000 | 2010-01-01 | 10 | Stockton District | Denair Community Services District 2009 Water Treatment Facility No. 1 Project
5010021 | 007 | DENAIR COMMUNITY SERVICES DISTRICT | M | 10 | C | 3225 | Denair Community Services District currently has over 1300 connections and over 3000 residents withing the service area. The District currently relys totally on ground water wells and pumps for the Districts needs. This project provides the District wit | The Denair Community Services District 2009 Water Tank Project provides for the design and construction of a 1,000,000 gallon welded steel water tank and booster pumps. The Denair CSD has worked with the Denair Unified School District to set aside the pa | 1350000 | 2010-01-01 | 10 | Stockton District | Denair Community Services District 2009 Water Tank Project
2710018 | 002 | SEASIDE MUNICIPAL WATER SYSTEM | M | 10 | C | 3300 | Tops of two water storage tanks are rusting. | Replace tops of tanks. | 150000 | 2000-01-01 | 5 | Monterey District | Roof replacement - storage tanks (1997)
2710018 | 003 | SEASIDE MUNICIPAL WATER SYSTEM | M | 10 | C | 3300 | Corrosion on the inside of two storage tanks - need to be recoated. | Resurface inside of tanks. | 100000 | 2000-01-01 | 5 | Monterey District | Tank rehabilitation (1997)
5510009 | 001 | GROVELAND COMMUNITY SERV DIST | M | 10 | C | 3400 | Currently, the Big Oak Flat area is served by 4" and 6" pipelines and the maximum fire flow to the area is approximately 300 gallons per minute. There is not a supply reservoir or transmission pipeline. The project fits in CDPH's Category E definition. | This project consists of adding a welded steel 500,000 gallon water supply reservoir and 7,000 lineal feet of 12" PVC pipeline in the disadvantaged community of Big Oak Flat. There are 3 components in the storage reservoir; fire flow, operational, and e | 3000000 | 2010-01-01 | 11 | Merced District | Big Oak Flat
5510012 | 014 | TUD - UPPER BASIN WATER SYSTEM | M | 10 | C | 3446 | The Upper Basin WTP has a very small, 210,000 gallon, clearwell for the rating of the plant. During summer production because of high demands and winter due cold temperatures and high turbidly, the plant operators must be very careful with the amount of | The District has property that could be used for the construction of a new three million gallon clearwell. The new clearwell could be used for the current Upper Basin WTP and the future sub regional WTP. The project would include piping required to deli | 5100000 | 2010-01-01 | 11 | Merced District | New Upper Basin WTP Clearwell
5510008 | 004 | LAKE DON PEDRO C S D | M | 10 | C | 3600 | TASTE, ODOR AND COLOR COMPLAINTS DUE TO 85 DEADENDS WITHOUT BLOWOFFS. ALSO RAPID CONSUMPTION OF CHLORINE RESIDUAL LEVELS. | INSTALL BLOWOFFS ON DEADENDS. | 63750 | 1998-01-01 | 11 | Merced District | Install blowoffs for Taste and odor control (1997)
5510008 | 006 | LAKE DON PEDRO C S D | M | 10 | C | 3600 | The district has a pressure booster system at our Alamo site in the water distribution system. We are the only water district in our community of 1500 households in a rural, isolated area. At this site when power is disrupted, our customers serviced by | Install a concrete slab and the generator. Build the pump house. Complete a small amount of site work in order to perform the installation. Plans are completely done for this project. With the required funding in place, this project can be started imm | 31000 | 2010-01-01 | 11 | Merced District | Alamo Tank Generator Upgrade
5510008 | 007 | LAKE DON PEDRO C S D | M | 10 | C | 3600 | The district has a pump station at our Coronado site in the water distribution system. It currently has a single pump where as the rest of our pump stations have two pumps for both backup use and combined use during emergencies. In addition, we alternat | Replace the existing pump and add a second backup pump. This would secure the water supply to those customers serviced by this pressure zone. Plans are completed for this project. With the required funding in place, this project can be started immediat | 120000 | 2010-01-01 | 11 | Merced District | Upgrade Coronado Booster Station
5510008 | 008 | LAKE DON PEDRO C S D | M | 10 | C | 3600 | LDPCSD normally draws it water from Lake McClure through a permanent intake facility. Last year, problems arose with the facility, and it was dismantled and portions were rebuilt. After the removal of one pump, it was determined that the power cable for | Purchase and install a new power cable. The options for the cable are being evaluated by our engineer and contractor, but can be resolved in a very short time frame. Reinstall the pump that was rebuilt. The specifications for this are ready to go. Add | 86000 | 2010-01-01 | 11 | Merced District | Emergency Intake Phase II
5510008 | 009 | LAKE DON PEDRO C S D | M | 10 | C | 3600 | LDPCSD draws its source water from Lake McClure which is increasingly experiencing drought conditions. For example, mid-October 2008 through mid January 2009 the lake level was below our permanent intake structure. The same was true December 2007 throug | Replace the backup pump on the float with a 150HP pump. When the pump is replaced, additional work will need to be done on the float to correct the changes in buoyancy. This will make sure we have properly functioning pumps in order to secure our water | 50000 | 2010-01-01 | 11 | Merced District | Intake Float Pump Replacement
5510008 | 010 | LAKE DON PEDRO C S D | M | 10 | C | 3600 | LDPCSD draws its source water from Lake McClure which is increasingly experiencing drought conditions. For example, mid-October 2008 through mid January 2009 the lake level was below our permanent intake structure. The same was true December 2007 throug | Increase the float intake piping by an estimated 100 feet. This will allow us to chase the lake level to its lowest level at this position in the lake. This will help secure our water supply. With the required funding in place, this project can be star | 29000 | 2010-01-01 | 11 | Merced District | Intake Float Extension
5510013 | 014 | TUD - COLUMBIA WATER SYSTEM | M | 10 | C | 3646 | The Columbia clearwell has roof structure and interior coating problems. Some of the roof rafter supports have deteriorated and need to be reconstructed in order to prevent a roof collapse. The interior coating is a coal tar based product that has passe | This project would repair the roof structure and replace the interior coating. | 150000 | 2010-01-01 | 11 | Merced District | Columbia Clear Well
1910117 | 001 | MONTEBELLO-CITY, WATER DEPT. F | M | 10 | C | 3944 | Existing Condition:The City of Montebello Southern Water System only has a water well and a connection with the Metropolitan Water District of Southern California (MWD) for potable water supply. On occasion when the water well has to be serviced and or t | Project :This project is to obtain one or more permanent interconnections with the one or more of the adjacent potable water purveyors, namely City of Commerce and South Montebello Irrigation District, for the City of Montebello Southern Water System. | 528000 | 2010-01-01 | 22 | Angeles District | Permanent Interconnections For Southern System With Adjacent Potable Water Purveyors
1910117 | 002 | MONTEBELLO-CITY, WATER DEPT. F | M | 10 | C | 3944 | Existing Condition:The City of Montebello Northern Water System only has a connection with the Metropolitan Water District of Southern California (MWD) for its sole source of potable water supply. When the hydraulic grade in the MWD system drops and or d | Project :This project is to obtain one or more permanent interconnections with the one or more of the adjacent potable water purveyors, namely San Gabriel Valley Water Company and California Water Service Company, for the City of Montebello Northern Water | 792000 | 2010-01-01 | 22 | Angeles District | Permanent Interconnections For Northern System With Adjacent Potable Water Purveyors
1910117 | 003 | MONTEBELLO-CITY, WATER DEPT. F | M | 10 | C | 3944 | Existing Condition:The City’s Northern Water System has a sole source of water for the approximately 1,200 metered service customers. This water supply source is a connection with the Metropolitan Water District of Southern California (MWD). The connect | Project :The solution to this situation has two options. Option I is to have MWD enlarge the existing connection. Option II is to obtain a connection with the San Gabriel Valley Water Company (SGVWC), which serves potable water to adjacent areas in the | 1320000 | 2010-01-01 | 22 | Angeles District | Rebuilding City’s MWD Connection - Northern Water System
4010018 | 002 | GOLDEN STATE WATER COMPANY - NIPOMO | M | 10 | C | 4937 | System has inadequate Maximum Day Demand (MDD) supply, as per Title 22 California Regualtions related to Drinking Water, section 64554. | Drilling and equipping a new well would provide sufficient supply to rectify the lack of Maximum Day Demand (MDD) supply. | 1500000 | 2010-01-01 | 6 | Santa Barbara District | Nipomo - New Via Alta Mesa Well
4010018 | 003 | GOLDEN STATE WATER COMPANY - NIPOMO | M | 10 | C | 4937 | System has inadequate Maximum Day Demand (MDD) supply, as per Title 22 California Regualtions related to Drinking Water, section 64554. | A new well would provide sufficient supply to rectify the lack of Maximum Day Demand (MDD) supply. The wells in this area are traditionally high in Hydrogen Sulfide, iron, and manganese, so traditional oxidation/filtration treatment for these compounds w | 4000000 | 2010-01-01 | 6 | Santa Barbara District | Nipomo - Vista Well with Treatment and Boosters
4010018 | 004 | GOLDEN STATE WATER COMPANY - NIPOMO | M | 10 | C | 4937 | System has inadequate Maximum Day Demand (MDD) storage and supply, as per Title 22 California Regualtions related to Drinking Water, section 64554. | A new 1.0 MG tank would alleviate the inadequate Maximum Day Demand (MDD) storage and supply issues. | 2100000 | 2010-01-01 | 6 | Santa Barbara District | Nipomo - 1.0 MG Vista Reservoir
2410012 | 001 | HILMAR COUNTY WATER DISTRICT | M | 10 | C | 5000 | The water system lacks adequate storage capacity. | Construct a one million gallon water storage tank. | 1250000 | 2004-01-01 | 11 | Merced District | Storage Facility (1997)
2410012 | 004 | HILMAR COUNTY WATER DISTRICT | M | 10 | C | 5000 | Hilmar County Water DistrictThe souhtern portion of the district has an area referred to as Irwin. This portion fo the community was constructed in the late 1950's and the water distribution piping is undersized and some of the piping is standard steel p | Hilamr County Water DistrictThe proposed project would be to go intothe Irwin area and replace existing pipelines to upgrade the size of the pieline and to remove and replace the blue brute material that has been failing in recent years. The project woul | 2584000 | 2010-01-01 | 11 | Merced District | Hilmar County Water District pipeline replacement project
3610009 | 003 | BIGHORN - DESERT VIEW WATER AGENCY | M | 10 | C | 5000 | The Bighorn Desert View Water Agency possesses 8 welded s steel tanks. June 2003 the Districts' tanks were inspected Documentation was compiled regarding logistical accessibility, structure proximity, safety compliancy, foundation integrity, sanitary com | Recoat interiors and exteriors for 8 water storage tanks, upgrade sanitary and security and seismic deficiencies to comply with DPW Water Works Standards and OSHA and Homeland Security. | 600000 | 2010-01-01 | 13 | San Bernardino District | Bighorn Reservoir upgrades
0510009 | 001 | BLUE LAKE SPRINGS MUT WTR | M | 10 | C | 5100 | UNDERSIZED MAINS | REPLACE UNDERSIZED MAINS WITH NEW, LARGER MAINS | 4000000 | 1999-01-01 | 10 | Stockton District | Distribution system replacement (1997)
1910108 | 001 | BELL GARDENS-CITY, WATER DEPT. | M | 10 | C | 5247 | Existing Condition:The City of Bell Gardens Water System serves 30% of the area of the City. The system was purchased from the Park Water Company, a public Utility in 1990. The best information available indicated that the Park Water Company had not rep | Project :This project to replace undersized older water mains – Phase-2 has been separately submitted so as to hold each project construction cost at less than $1,000,000 each, so as to improve the awardability. Benefits:Water supply distribution will be | 950400 | 2010-01-01 | 15 | Metropolitan District | Replacement of Undersized Older Water Mains – Phase-2
1910108 | 002 | BELL GARDENS-CITY, WATER DEPT. | M | 10 | C | 5247 | Existing Condition:The City of Bell Gardens Water System serves 30% of the area of the City. The system was purchased from the Park Water Company, a public Utility in 1990. The best information available indicated that the Park Water Company had not rep | Project :This project to replace undersized older water mains – Phase-1 has been separately submitted so as to hold each project construction cost at less than $1,000,000 each, so as to improve the awardability. Benefits:Water supply distribution will be | 950400 | 2010-01-01 | 15 | Metropolitan District | Replacement of Undersized Older Water Mains – Phase-1
1910108 | 005 | BELL GARDENS-CITY, WATER DEPT. | M | 10 | C | 5247 | Existing Condition:The City of Bell Gardens Water System has one water well as its major source of potable water. The system has a connection with the water system of the Metropolitan Water District of Southern California (MWD) connection, which supplies | Project :This project is to obtain two or more permanent interconnections to one or more of the adjacent potable water systems, which serve the adjacent cities of Commerce, Downey, South Gate and Bell, and in the City of Bell Gardens. Benefits:The benefi | 528000 | 2010-01-01 | 15 | Metropolitan District | Permanent Water System Interconnections With Adjacent Potable Water Purveyors
1910108 | 006 | BELL GARDENS-CITY, WATER DEPT. | M | 10 | C | 5247 | Existing Condition:The City of Bell Gardens Water System has an active water well, an inactive water well, and a connection with Metropolitan Water District of Southern California (MWD) of imported water supply systems. The personnel is responsible for t | Project :Install a complete modern state of the art SCADA System to interconnect and monitor the operating water facilities and provide a record of the condition of the City Water system. Benefits:Provide Bell Gardens water system with record of the da | 198000 | 2010-01-01 | 15 | Metropolitan District | Installation of SCADA System For Improved Management /Operation
5510010 | 007 | TUD - CRYSTAL FALLS WATER SYSTEM | M | 10 | C | 5301 | The Mono Vista tanks are part of the Crystal Falls water system. The tanks are old and deteriorating. They are beyond repair and are in need of replacement. Like all of the tanks in the Crystal Falls system, they were designed and built by others and t | This project would construct a new three million tank on district land near the existing tanks. It would significantly increase the storage from 525,000 to 3,000,000. | 4300000 | 2010-01-01 | 11 | Merced District | Mono Vista Tank Replacement
2810002 | 003 | CALISTOGA, CITY OF | M | 10 | C | 5302 | Insufficient treated water storage. | Site development and construction of new 1 MG storage tank and transmission main. | 2000000 | 1998-01-01 | 3 | Mendocino District | Water tank (1997)
2810002 | 004 | CALISTOGA, CITY OF | M | 10 | C | 5302 | Insufficient available water for present and future City demand. | Find available water and purchase. | 1000000 | 1998-01-01 | 3 | Mendocino District | Additional supply(1997)
2810002 | 011 | CALISTOGA, CITY OF | M | 10 | C | 5302 | The City of Calistoga in Napa County, which owns and operates a public water supply system serving a population of over 5,000, is required to provide adequate potable water storage to meet daily demands of existing customers, satisfy peak fire flow rates, | The proposed project is a 1.5 million gallon water storage tank and appurtenances to be constructed on a small knoll, referred to as Mt. Washington, which is located on the southeast side of the City. The project is designed to operate at the same elevat | 6000000 | 2010-01-01 | 3 | Mendocino District | Mt. Washington Water Storage Tank
2410003 | 002 | GUSTINE CITY | M | 10 | C | 5311 | The City of Gustine (City) currently utilizes groundwater to meet 100% of the City water demand. The existing system includes four wells (Nos. 1, 4, 5 and 6) and a small (75,000 gallons) above-ground storage tank.The two newer wells (5 and 6) are operate | Project consists of constructing one municipal water well, a one million gallon above ground water storage tank with booster pump facility, and well head treatment for nitrate at one existing well.Construction of the proposed improvements will bring the C | 4700000 | 2010-01-01 | 11 | Merced District | Water Well, Water Storage Tank and Water Treatment
0310003 | 002 | ACWA SUTTER CREEK | M | 10 | C | 5458 | TRANSMISSION MAIN TO AMADOR CITY SERVICE AREA BREAKS EACH YEAR LEAVING TOWN DEALING WITH OUTAGES. | REPLACE THE WATER MAIN. OTHER = DESIGN AND CONSTRUCITON | 85000 | 2001-01-01 | 10 | Stockton District | Replacement transmission to amador city (1997)
2410006 | 004 | DELHI CWD | M | 10 | C | 5548 | Installation of about 2,500 feet of water main to provide a loop to a dead-end portion of the District's existing water distribution systems. The loop will also improve overall system pressures. | The project includes construction of about 2,500 feet of 10" diameter water line, valves, and fire hydrants, and also includes three connections to existing water lines. | 350000 | 2010-01-01 | 11 | Merced District | Letteau Ave/Flower Street Water Lines
1910018 | 002 | BELLFLOWER MUNICIPAL WATER SYSTEM | M | 10 | C | 5967 | BACKGROUND - In January 2007, the City acquired the assets of the Peerless Water Company for the sum of $5.8 million. On March 21, 2007, the California Department of Health Services (DHS) made their first site visit and inspection of the water system sinc | PIPELINE IMPROVEMENTS/REPLACEMENTS (14% OF THE SYSTEM): Replacement of approximately 45,000 linear feet of undersized pipelines and includes replacement of fire hydrants and meter assemblies. The majority of all other existing BMWS pipeline is 6-inch and | 2000000 | 2010-01-01 | 16 | Central District | Water System Reconstruction – Phase 1 {Systems 1,2,3,& 4}
1910018 | 003 | BELLFLOWER MUNICIPAL WATER SYSTEM | M | 10 | C | 5967 | BACKGROUND - In January 2007, the City acquired the assets of the Peerless Water Company for the sum of $5.8 million. On March 21, 2007, the California Department of Health Services (DHS) made their first site visit and inspection of the water system sinc | PIPELINE IMPROVEMENTS/REPLACEMENTS (47% OF SYSTEM)This program provides for the replacement of approximately 45,000 linear feet of undersized pipelines and includes replacement of fire hydrants and meter assemblies. This project represents the remaining p | 5500000 | 2010-01-01 | 16 | Central District | Water System Reconstruction Phase 2 {Systems 5 & 6}
1910018 | 005 | BELLFLOWER MUNICIPAL WATER SYSTEM | M | 10 | C | 5967 | BACKGROUND - In January 2007, the City acquired the assets of the Peerless Water Company for the sum of $5.8 million. On March 21, 2007, the California Department of Health Services (DHS) made their first site visit and inspection of the water system sinc | The following project will design for the following: PIPELINE IMPROVEMENTS/REPLACEMENTS Replacement of approximately 45,000 linear feet of undersized pipelines and includes replacement of fire hydrants and meter assemblies. The majority of all other exist | 500000 | 2010-01-01 | 16 | Central District | Water System Reconstruction Planning {Phase 1,2, & 3}
1910018 | 006 | BELLFLOWER MUNICIPAL WATER SYSTEM | M | 10 | C | 5967 | BACKGROUND - In January 2007, the City acquired the assets of the Peerless Water Company for the sum of $5.8 million. On March 21, 2007, the California Department of Health Services (DHS) made their first site visit and inspection of the water system sinc | PIPELINE IMPROVEMENTS/REPLACEMENTS (39% OF SYSTEM)This program provides for the replacement of approximately 45,000 linear feet of undersized pipelines and includes replacement of fire hydrants and meter assemblies. This project represents the remaining p | 5000000 | 2010-01-01 | 16 | Central District | Water System Reconstruction Phase 3 {Systems 8 & 9)
4910004 | 010 | SWEETWATER SPRINGS CWD - GUERNEVILLE | M | 10 | C | 6000 | This project replaces 1600 lineal feet of existing main and appurtenances in Riverlands Road, looping that part of the distribution system, and 300 lf of existing main between Hwy 116 and Old Monte Rio Road looping that part of the distribution system. | The project is two separate elements to improve the aging, leaking Guernville distribution system. The first element is replacing 1,600 lf of existing main and appurtenances in Riverlands Road, including two ties at Drake Road to create a loop. This wil | 414000 | 2010-01-01 | 18 | Sonoma District | Guerneville 2009 Infrastructure Improvements
5010008 | 007 | HUGHSON, CITY OF | M | 10 | C | 6082 | The existing water distribution system has very old (greater than 30 years) and small diameter water distribution pipes that are not in very good condition. In addition, there are a number of dead end lines. These small old diameter pipelines are concen | The City will install approximately one mile of pipelines ranging from 8-inch to 12-inch diameter to improve system pressure and to create looping to the area west of the Santa Fe Rail Road. In addition, three miles of small diameter pipeline replacement | 5626000 | 2009-01-01 | 10 | Stockton District | Water System Improvement - Pipeline Replacement and Improvement
3610107 | 001 | GOLDEN STATE WATER CO - APPLE VLY SOUTH | M | 10 | C | 6250 | Old, undersized mainline | Replace mainline | 38000 | 1998-01-01 | 13 | San Bernardino District
3610107 | 002 | GOLDEN STATE WATER CO - APPLE VLY SOUTH | M | 10 | C | 6250 | There are fire flow deficiencies in the Apple Valley South system due to undersized 1940’s era mains installed that range in size from 3 inch to 12 inch in diameter. | The proposed project is to replace the existing mains in Wren St. to Saratoga Rd.; Rambling Rd. to Valencia St.; Rambling Rd. south of Valencia Rd.; Kiowa Rd. to Kiowa Pl.; Marmoset Rd. to Merino Ave.; Merino Ave. To intersection of Merino Ave. and Lancel | 10791000 | 2010-01-01 | 13 | San Bernardino District | Apple Valley South Pipeline Replacement Project
4810004 | 002 | CITY OF RIO VISTA | M | 10 | C | 7376 | Sections of distribution system is deteriorated. | replace deteriorated mains and appurtenances. | 2000000 | 1998-01-01 | 4 | San Francisco District | Distribution system replacement (1997)
3610015 | 001 | CRESTLINE VILLAGE CWD - DIVISION 10 | M | 10 | C | 7400 | Insufficient and old storage facilities | Construct four new storage reservoirs for a total of 3.35 MG to meet ww stds. | 2700000 | 1998-01-01 | 13 | San Bernardino District
1910160 | 007 | TRACT 349 MUTUAL WATER CO. | M | 10 | C | 7500 | Existing well being used was drilled in 1928 and showing sign of end of life. The existing storage tank or stand pipe does not have the storage capacity requirements for operational equalization, fire suppression reserve and emergency supply. The existing | Drill new well southwest corner of the facility and destroy the existing old well. Installed storage reservoir approximately 1MG capacity. Build new pump station adjacent to well and storage reservoir. | 2500000 | 2010-01-01 | 7 | Hollywood District | Well replacement, new storage tank & pump station
4010005 | 003 | OCEANO COMM SERVICES DIST. | M | 10 | C | 7600 | Various water lines in OCSD’s water system pose a safety concern, given the combination of their age (and subsequent frequent leaking), material type (steel and ACP), and close proximity (within 10’ in many places) to OCSD sewer lines. Given the age (most | OCSD proposes to replace the aged, damaged, and undersized existing water lines with new PVC lines, installed with adequate separation from existing sewer lines, where possible. Where adequate separation is not possible, OCSD will install the lines with t | 1200000 | 2010-01-01 | 6 | Santa Barbara District | Waterline Replacement
5010006 | 002 | CITY OF MODESTO, DE WATERFORD | M | 10 | C | 7897 | The Waterford Water System infrastructure is aging and in desperate need of major upgrades. Staff spend many hours fixing leaks, maintaining system, and spending money on property damage to customers due to leaks. The water system has insufficient water | The Waterford Water System will require the replacement and upsizing of water mains and service. Water mains and services will be moved out of the easement areas and installed in the street for easy access. Fire hydrants will also be installed. Adequat | 4570000 | 2010-01-01 | 10 | Stockton District | Water Main and Service Replacement - Waterford
4910002 | 003 | CLOVERDALE, CITY OF | M | 10 | C | 8200 | Several of the nine existing storage tanks in the municipal lack remote low water level dial-up alarms. Visual inspection of these storage facilities is required to verify water levels. Upon visual inspection, several of the storage facilities have been f | This project will involve the installation of SCADA monitoring equipment to the nine sotrage tanks and the water treatment plant. A modern SCADA system would provide remote data information sensors and transmitters on all the storage facilities and pump s | 137340 | 2010-01-01 | 18 | Sonoma District | City of Cloverdale - Water Distribution System SCADA Improvements
2710007 | 002 | GONZALES, CITY OF | M | 10 | C | 8803 | Our City Goal for this project is that our water system continue to be safe, reliable, and energy efficient. Our operational challenges were storage and deliver supply lines. Recently, we increased our storage from one million gallon to seven million gall | The general project description: This project includes furnishing all labor, materials, tools, and incidentals required for the construction and installation of approximately 6,600 lineal feet of 12’’ PVC water main, valves, fittings, trenching backfill & | 855000 | 2010-01-01 | 5 | Monterey District | 2009 Johnson Canyon Water Main Improvement
3310017 | 001 | SOUTH MESA WC | M | 10 | C | 9018 | Cracks in conrete reservoir number 3. Stability of reservoir questionable. | Replace reservoir with steel tank or rebuild reservoir walls. | 500000 | 1998-01-01 | 20 | Riverside District
0910013 | 006 | GEORGETOWN DIVIDE PUD | M | 10 | C | 9021 | Control and manage raw and finished water production, treatment, and distribution systems more effectively. | Equipment will be installed to monitor and report water levels at existing key locations in the raw water supply that provides water to the water treatment plants and directly to customers. Purchase and install additional monitoring and reporting equipme | 1800000 | 2010-01-01 | 9 | Sacramento District | Georgetown Divide PUD SCADA Monitoring Facilities
5510001 | 009 | TUD - SONORA/JAMESTOWN WATER SYSTEM | M | 10 | C | 10294 | The Greenley treated water storage tank, at three million gallons, is the largest storage tank in the Sonora / Jamestown system. It provides treated water and fire flow storage to the Sonora and Jamestown areas. The coal tar based interior coatings are | The project would take the tank off line, remove the existing coating and recoat the tank interior. | 450000 | 2010-01-01 | 11 | Merced District | Greenley Water Tank Recoating
1510018 | 010 | ROSAMOND CSD | M | 10 | C | 10633 | RCSD needs to drill a well to extract groundwater for a town with a population of over 16,000. RCSD has been purchasing about 40% of water used by consumers from Antelope Valley East Kern Agency (AVEK). The amount alloted to RCSD by AVEK has been substa | Rosamond Community Services District (RCSD) is located at the northern end of the Antelope Valley, California. Rosamond is bisected by the north-south State Route 14. Rosamond Blvd. is east-west, with the town's eastern end of the boulevard terminating | 773973 | 2010-01-01 | 19 | Tehachapi District | RCSD Well #10 Drill and Improvement
1510018 | 011 | ROSAMOND CSD | M | 10 | C | 10633 | Rosamond Community Services District (RCSD) has determined that additional potable water storage volume is needed for the increasing District water demands based on a growing population, currently around 16,000. RCSD plans to build a 2 mg tank, Tank #6. | Future Tank #6 will be located adjacent to Tank #3 on ground already prepared for another 2 mg tank. RCSD will use existing piping to fill and discharge as necessary. The Reservoir can be used in conjunction with Tank #3 (water levels rise and fall simu | 2010000 | 2010-01-01 | 19 | Tehachapi District | RCSD Tank #6 Construction
1510018 | 013 | ROSAMOND CSD | M | 10 | C | 10633 | The water lines on Oak, Elm and Orange are 4” asbestos/cement. The lines were laid in the early 1960’s. The pipes are very old, leak and consistently need repairing. After the lines were laid, residents planted trees above the water lines. The roots h | RCSD would like to replace the 4” asbestos/cement lines with 8” PVC C-900. The approximate length to be replaced is 5,236’ of PVC. When the lines are replaced, the system will be well looped to service the three residential tracts where the current line | 705000 | 2010-01-01 | 19 | Tehachapi District | RCSD Replacement Water Mains: Oak, Elm & Orange Streets
1510018 | 014 | ROSAMOND CSD | M | 10 | C | 10633 | RCSD needs to drill a well to extract groundwater for a town with a population of over 16,000. RCSD has been purchasing about 40% of water used by consumers from Antelope Valley East Kern Agency (AVEK). The amount alloted to RCSD by AVEK has been substa | The Project site is located ¼ mile south of the intersection of Gaskell Road and future 30th Street West, on the west side of future 30th Street West and will be placed on 1 ¼ acre of land. The APN is 243-021-13. Well #11 is anticipated to produce 1,60 | 823793 | 2010-01-01 | 19 | Tehachapi District | RCSD Well #11 Drill and Improvement
1210016 | 004 | MCKINLEYVILLE C.S.D. | M | 10 | C | 15132 | The MCSD is not able to deliver sufficient water to meet peak day demand in the summer months. The MCSD has one pump station to pump water from our regional supplier. Currently, we are not able to meet pumping demands on peak days due to inadequate pum | The MCSD water pumping station has four twenty-hp pumps and one forty-hp pump with capacity to pump 3.3 MGD. Due to growth and increased demand we meter peak days of 3.7 MGD. These have been isolated events in mid-summer and have not lasted more than a | 2400000 | 2010-01-01 | 1 | Klamath District | Ramey Water Pump Station Upgrade Project and Reservoir Construction
1210016 | 005 | MCKINLEYVILLE C.S.D. | M | 10 | C | 15132 | McKinleyville Community Services District receives water from our regional supplier, the Humboldt Bay Municipal Water District. Our single source of supply is through an 18' water transmission main buried beneath the Mad River. We are in a seismic regio | The McKinleyville CSD is proposing two system upgrades to plan for the potential failure of the water transmission line beneath the Mad River in the event of an emergency. The first phase would be to install an A-frame and suspension cable across the Mad | 750000 | 2010-01-01 | 1 | Klamath District | MCSD Emergency Water System Intertie
1910223 | 001 | GSWC-SOUTH SAN GABRIEL | M | 10 | C | 16078 | 3500' OF WATER MAINS LESS THAN 4" IN DIAMETER. THESE MAINS DO NOT COMPLY WITH TITLE 22, SECTION 64628 (a). | REPLACE UNDERSIZED MAINS OVER A 2 YEAR PERIOD | 350000 | 1998-01-01 | 7 | Hollywood District | Replace undersized mains (1997)
2710011 | 005 | SOLEDAD, CITY OF | M | 10 | C | 16146 | Four above ground storage tanks, totaling four million gallons of water, are in a posisition that flooding of homes is likely in the event of an earthquake large enough to damage the tanks. | Seismic control valves will be purchased and installed on the tank farm system and intergrated with the potable water SCADA system. | 500000 | 2010-01-01 | 5 | Monterey District | Seismic Retrofiting of Reservoirs
2710011 | 006 | SOLEDAD, CITY OF | M | 10 | C | 16146 | In 2007, the City of Soledad prepared and reported to the Federal Government through the vulnerability assessment program, the vulnerabilities of the City's water system. The critical issues and insufficiencies were identified and a plan to address the i | The funds requested would supply materials, construction and labor to address these critical security issues. Under the rules of the federal vulnerability assessment program (VSAT), the City is unable to describe these critical security measures in detai | 61000 | 2010-01-01 | 5 | Monterey District | City of Soledad Security Improvements
2710011 | 007 | SOLEDAD, CITY OF | M | 10 | C | 16146 | In the older sections of the City there have been multiple line breaks and between West st and eighth st along Monterey st at every intersection a four inch gas main is on top of the water main and in contact. There are also twelve deadends in the water s | The project will start by repositioning the water main along Monterey st to gain separation between the Water Main and the Gas Main (a safety hazard). This will require reconecting services latterals to the new Main along the sixteen block repositioning. | 4900000 | 2010-01-01 | 5 | Monterey District | Water Main Rehabilitation Project
5010014 | 001 | OAKDALE, CITY OF | M | 10 | C | 19250 | OLD, SMALL DIAMETER MAINS LEAKING | REPLACE 2" AND 4" MAINS WITH 8", 10" AND 12" PIPE. OTHER = DESIGN AND CONSTRUCTION | 10000000 | 1998-01-01 | 10 | Stockton District | Distribution system replacement
3610073 | 003 | HI DESERT WD | M | 10 | C | 19696 | The District has its Capital Replacement Program identified, for which there is a lack of funding. The District has historically replaced District pipeline and infrastructure using internal work crews with a contribution, through capital charges on water | Mainline tranmission pipelinesMainline distribution pipelinesUpdated replacement hydrantsControl Valves, pressure reducing valves, blow off valvesUpdated monitoring system.Replacement pump stationUpgrades customer service connectionsPaving for street surf | 2000000 | 2010-01-01 | 13 | San Bernardino District | Hi-Desert Water District Capital Replacement Program
3610120 | 008 | PHELAN PINON HILLS CSD | M | 10 | C | 20681 | control system needed to reduce costs by allowing for off-peak pumping | construct telemetry system | 50000 | 2006-01-01 | 13 | San Bernardino District | telemetry system
1910022 | 003 | CALIF STATE POLYTECHNICAL UNIV - POMONA | M | 10 | C | 23500 | The University Water System has an antiquated inground Concrete Cistern as its Water Blending and Entry Point to the Distribution System . This Cistern which was constructed in 1922 has had problems with deterioration and seepage and potential for rodents | The University Water System as discussed has a "Blending Point" which is an In ground Concrete Cistern , This structure is approximatly 85 years old and is in need of repair and may eventually be a risk in an earthquake At present it is the only structur | 195000 | 2010-01-01 | 22 | Angeles District | Cistern Repipe and Valve
1910022 | 004 | CALIF STATE POLYTECHNICAL UNIV - POMONA | M | 10 | C | 23500 | The Cal Poly Water System has two impacted wells due to Nitrates and Perchlorate . There is only One additional source of Water which is purchased through a MWD Supply . The University would have to shut down if the MWD supply was halted due to Emergency | This project would be to Design, Engineer and Construct an Inter Tie in with the City of Pomona Water System which would allow Cal Poly to maintain potable water to portions of the Campus which may not be available due to an emergency shut down of the cur | 450000 | 2010-01-01 | 22 | Angeles District | Emergency Water InterTie
3610008 | 001 | BIG BEAR CITY CSD | M | 10 | C | 25000 | Old transmission main in Van Dusen Cyn | Construct new transmission main | 225000 | 2000-01-01 | 13 | San Bernardino District
3610008 | 002 | BIG BEAR CITY CSD | M | 10 | C | 25000 | Occasional bacti problems from wells | Study potential sources of contamination | 100000 | 1999-01-01 | 13 | San Bernardino District
3610008 | 003 | BIG BEAR CITY CSD | M | 10 | C | 25000 | High fluoride source that has subsidence and production problems | Construct new well | 225000 | 1998-01-01 | 13 | San Bernardino District
3610008 | 004 | BIG BEAR CITY CSD | M | 10 | C | 25000 | Source is in potential flood zone | Construct new well | 250000 | 1999-01-01 | 13 | San Bernardino District
1510006 | 011 | EAST NILES CSD | M | 10 | C | 25500 | The existing Kern Citrus Pump station was last updated in the mid 1960's excepting one replacement motor and electrical panel. The three original pumps have exceeded their useful life. The suction piping has been maintained well beyond its life and is in | This project involves replacing three existing pumps, motors, control panels, suction and discharge piping. Also included is a masonry block structure to protect against the variable weather conditions and improve onsite security measures.This pump stati | 1100000 | 2010-01-01 | 12 | Visalia District | Kern Citrus Pump Station Improvements
3310044 | 002 | RUBIDOUX COMMUNITY SD | M | 10 | C | 26177 | The district's draft 1997 water facilities master plan identifies a water production deficiency of 4,400 gpm based on current conditions.. | Construct 3-1,500 gpm wel pumping plants and a 4,500 gpm nitrate treatment facility.. | 7900000 | 1998-01-01 | 20 | Riverside District | Construct wells, treatment and pumping plant (1997)
3310044 | 007 | RUBIDOUX COMMUNITY SD | M | 10 | C | 26177 | Security Project | The Rubidoux Community Services District (District) is a multi-County public agency located in western Riverside and San Bernardino Counties. The District has approximately 6,350 active connections of which over 6,000 are single family residents. Domest | 2000000 | 2008-01-01 | 20 | Riverside District | Rubidoux Community Services District Emergency Interconnections (2007)
3310044 | 008 | RUBIDOUX COMMUNITY SD | M | 10 | C | 26177 | The proposed Pacific Ave 12" & 16" Water Pipeline project involves the installation of approximately 4,100 LF of 12" PVC and approximately 750 LF of 16" DIP within the Pacific Avenue public right-of-way. This project was identified in the District's Wate | The proposed Pacific Ave 12" & 16" Water Pipeline project involves the installation of approximately 4,100 LF of 12" PVC and approximately 750 LF of 16" DIP within the Pacific Avenue public right-of-way. This project was identified in the District's Wate | 950000 | 2010-01-01 | 20 | Riverside District | Pacific Avenue 12 inch and 16 inch Water Pipeline
3310044 | 010 | RUBIDOUX COMMUNITY SD | M | 10 | C | 26177 | The purpose of the 24" Mission Blvd Pipeline (Carrera to GW Tank) project is to install approximately 7,600 LF of 24" diameter pipe to improve system operating conditions and reliability by constructing a transmission water main from the terminus of the e | The proposed project involves the installation of approximately 7,600 LF of 24" CML&C Steel pipe within the Mission Blvd public right-of-way (between Carrera Ct and Sedona Dr) and within the Sedona Dr public right-of-way (between Mission Blvd and the GW T | 1500000 | 2010-01-01 | 20 | Riverside District | 24 inch Mission Blvd Pipeline (Carrera to GW Tank)
3310044 | 011 | RUBIDOUX COMMUNITY SD | M | 10 | C | 26177 | The purpose of the project is to construct a 6 MG welded steel water storage tank, and thereby to improve system operating conditions and reliability by increasing equalization storage, fire protection storage, and emergency storage.The District's propose | The proposed project consists of clearing, grading, and fencing of the tank site and access road, constructing a tank foundation, preparing the tank site, constructing a 6 MG welded steel water storage tank and appurtenances, installing onsite connection | 4700000 | 2010-01-01 | 20 | Riverside District | Goldenwest 6 MG Tank (2009)
3310044 | 012 | RUBIDOUX COMMUNITY SD | M | 10 | C | 26177 | The proposed Crestmore Rd 24" Water Pipeline project involves the installation of approximately 1,500 LF of 24" CML&C Steel Pipe within the Crestmore Road public right-of-way (between 34th St & Mission Blvd). This project was identified in the District's | The proposed Crestmore Rd 24" Water Pipeline project involves the installation of approximately 1,500 LF of 24" CML&C Steel Pipe within the Crestmore Road public right-of-way (between 34th St & Mission Blvd). This project was identified in the District's | 570000 | 2010-01-01 | 20 | Riverside District | Crestmore Road 24 inch Water Pipeline
1510029 | 004 | VAUGHN WC INC F | M | 10 | C | 28100 | Vaughn Water Company serves the Rosedale Community in Kern County, California. In 2007 and 2008 during peak hour system demands the water system received and documented numerous customer complaints regarding low system pressure. It is anticipated that i | Vaughn Water Company currently has two well sites that have catalytic carbon vessels to remove hydrogen sulfide concentrations (taste and odor) from the water before conveying the water to the distribution system. The capacity of these two wells can be i | 850000 | 2010-01-01 | 12 | Visalia District | Catalytic Carbon Vessel Plant Expansions
1510029 | 006 | VAUGHN WC INC F | M | 10 | C | 28100 | Vaughn Water Company serves water to the Rosedale Community in Kern County, California. In 2007 and 2008 during peak hour system demands the water system received and documented numerous customer complaints regarding low system pressure. It is anticipa | The Kern County Water Agency has installed and is operating a conveyance pipeline that extends from the Henry Garnett Water Purification Plant to the northwest area of Bakersfield. This project involves a connection to this existing 48-inch pipeline. A | 8000000 | 2010-01-01 | 12 | Visalia District | KCWA Intertie Pipeline
5610011 | 006 | SANTA PAULA WATER SYSTEM | M | 10 | C | 29281 | Insufficient storage capacity which does not meet Water Works standards. | Purchase propoert, design, construct and inspect construction of a 2.75 MG reservoir in the 200 Pressure Zone. | 2200000 | 1998-01-01 | 6 | Santa Barbara District
5610011 | 007 | SANTA PAULA WATER SYSTEM | M | 10 | C | 29281 | Inadequate storage capacity which does not meet the Water Works standards. | Purchase property, design, construct, and inspect construction of a 0.50 MG reservoir in the 400 East Zone. | 400000 | 1998-01-01 | 6 | Santa Barbara District
5610011 | 012 | SANTA PAULA WATER SYSTEM | M | 10 | C | 29281 | The existing booster station was constructed in the 1930’s. It is not sized for the current demand requirements of the water system zones it serves. The existing configuration of the station does not allow for pump and motor replacement. In addition, t | The project will replace the existing booster pump stations with a new building that will house the new 400 and 600 Booster Pump Stations. Each station will consist of three new pumps and motors with Variable Frequency Drives (VFD’s). This set up will a | 1500000 | 2010-01-01 | 6 | Santa Barbara District | 400/600 Zone Booster Pump Station
5610011 | 013 | SANTA PAULA WATER SYSTEM | M | 10 | C | 29281 | Currently the City of Santa Paula has only one main reservoir that was constructed in 1887. This is the only supply for the 200 zone. The entire high elevation zones booster pumps use this reservoir as a source of water. Constructing a new 4 million Gallo | The project will construct a new 4 million gallon partially buried reservoir and install a new dedicated water transmission line from Steckel Treatment Plant to the proposed reservoir. The reservoir will be a circular concrete reservoir with an inlet and | 8500000 | 2010-01-01 | 6 | Santa Barbara District | New 4mg Reservoir & Cross Town Pipeline
5610011 | 014 | SANTA PAULA WATER SYSTEM | M | 10 | C | 29281 | The City operates one of its wells (1B) which does not pump to the main treatment plant. It pumps directly into the distribution system after it is chlorinated. The well is not near the main well field and is located on leased land. California Departm | The project will drill a new well 700 feet deep in the Santa Paula Basin. The proposed well will have the screens set between 200 to 700 feet. The project will install a new pump and motor with a new electrical service. There will be a motor control ce | 3000000 | 2010-01-01 | 6 | Santa Barbara District | Well 15 Construction
4110003 | 001 | CITY OF BURLINGAME | M | 10 | C | 29867 | Water supply may be unreliable and storage does not meet Department of Health Services 8-hour requirement. | Contruct an 8 mile pipe line connecting the 3 cities to the Harry Tracy WTP. Combine storage form 12 MG to 23 MG. Storage capacity would meet DOHS -8 - hour demand requirement. | 15000000 | 1998-01-01 | 17 | Santa Clara District
3610043 | 001 | GOLDEN STATE WATER CO - BARSTOW | M | 10 | C | 30469 | Undersized mainline | Replace mainline | 100000 | 1998-01-01 | 13 | San Bernardino District
1910004 | 004 | GSWC - ARTESIA | M | 10 | C | 34772 | OLD CAST IRON PIPES WITH BIO-GROWTH AND POTENTIAL NITRIFICATION PROBLEM. | CEMENT LINING WATER MAINS IN CRITICAL AREAS. | 400000 | 1998-01-01 | 15 | Metropolitan District
1910004 | 005 | GSWC - ARTESIA | M | 10 | C | 34772 | UNDERSIZED PIPES (<4") THAT DO NOT COMPLY WITH WATERWORKS STANDARDS | REPLACE WATER MAINS IN CRITICAL AREAS | 800000 | 1998-01-01 | 15 | Metropolitan District
1910042 | 001 | PICO RIVERA - CITY, WATER DEPT. | M | 10 | C | 39000 | The City’s current SCADA system is antiquated and many components are not reliable, subjecting the City to potential vulnerabilities should major water supply equipment failure occur. The City is extremely concerned that a critical water supply may not b | The City of Pico Rivera recently completed a comprehensive Water Master Plan (July 2009) of its water supply and distribution system, which evaluated the City’s ability to meet State and Federal drinking water regulations and provide a reliable water sy | 650000 | 2010-01-01 | 7 | Hollywood District | SCADA Upgrade for the Pico Rivera Water Supply, Storage, and Distribution Systems
1910042 | 003 | PICO RIVERA - CITY, WATER DEPT. | M | 10 | C | 39000 | The City is vulnerable to a major seismic event in the Los Angeles and San Gabriel Basins and periodic rolling black-outs during hot weather (“Santa Ana Conditions”). The entire water supply to the City must be continuously pumped and therefore it is cri | The City of Pico Rivera recently completed a comprehensive Water Master Plan (July 2009) of its water supply and distribution system, which evaluated the City’s ability to meet State and Federal drinking water regulations and provide a reliable water sy | 2300000 | 2010-01-01 | 7 | Hollywood District | Stand-by Power Upgrade Project for Water Treatment Plant Sites and Supply Wells
5010028 | 008 | CERES, CITY OF | M | 10 | C | 40943 | At one of the city's largest wells, there is currently a 250kW generator for the reservoir booster pumps and none for the well pump. This provides inadequate backup power during an outage.As the heart of the city's water system, it is imperative to ensure | This project will add a new 450kW generator to provide standby power to reservoir booster pumps and relocate the 250kW generator for standby power at the well pump. The new generator would power four booster pumps, allowing staff to supply enough water to | 250000 | 2010-01-01 | 10 | Stockton District | Standby Generators
5010028 | 010 | CERES, CITY OF | M | 10 | C | 40943 | We can assume the water system is losing water through leaks. As we convert to a metered system we will be able to start identifing water loss and need to locate subsurface leaks. With just a microphone we have been unable to locate pipes until the leak | The purchase of leak detection equipment will allow staff to quickly locate leaks and audit the system. With a range of 500 feet per reading correlators will allow two staff to audit the entire system in a week. This type of evaluation would take two ma | 90000 | 2010-01-01 | 10 | Stockton District | Leak Detection and Valve exercise
1910144 | 003 | SAN GABRIEL COUNTY WD | M | 10 | C | 45000 | The problem with our lower system has to do with the age of the pipeline,( the pipeline line in the area is at least 78 years old and some of it is 86 years old), lack of blow-offs, fire flows and fire protection. We are looking to correct these problems | The 2010 Pipieline Replacement project will be replacing 2700' of Pipe. All replacement pipe will be 8" ductile iron pipe. We will be replacing 1250' of 4" steel pipe that was installed in 1924 on Norwood place between California St. and Strathmore Ave. w | 450000 | 2010-01-01 | 7 | Hollywood District | 2010 SGCWD Mainline Project
3610038 | 006 | RIALTO-CITY | M | 10 | C | 48418 | The Riverside Avenue Water Main was constructed in 1955 and has experienced numerous line breaks. This mainline has reached its life expectancy and needs to be upgraded and replaced in order to maintain water quality standards prescribed by Department of | Replacement of an old water distribution main that provides water from two reservoirs that holds 10 million gallons of potable water to our 48,000 residents. Phase II is the placement of 24" water main in length of 1/4 mile. | 900000 | 2010-01-01 | 13 | San Bernardino District | Riverside Avenue Water Main Replacement Phase II
3610029 | 015 | MONTE VISTA CWD | M | 10 | C | 51014 | The work involves the replacement of highly tuberculated, corroded, and aging pipeline infrastructure. This project will greatly improve water quality and water supply reliability. | The work includes the replacement of 37,000-feet of mostly degraded, main break-laden, bare steel pipeline distribution system in the Mills Corridor area with new class 350, cement mortar-lined ductile iron pipeline, which has an anticipated useful life o | 4400000 | 2010-01-01 | 13 | San Bernardino District | Mills Corridor Pipeline Replacement Project
3610029 | 016 | MONTE VISTA CWD | M | 10 | C | 51014 | The work involves the replacement of highly tuberculated, corroded, and aging pipeline infrastructure. This project will greatly improve water quality and water supply reliability. | The work includes the replacement of 52,000-feet of mostly degraded, main break-laden, bare steel pipeline distribution system in the San Bernardino Corridor area with new class 350, cement mortar-lined ductile iron pipeline, which has an anticipated usef | 6000000 | 2010-01-01 | 13 | San Bernardino District | San Bernardino Corridor Pipeline Replacement Project
3610029 | 017 | MONTE VISTA CWD | M | 10 | C | 51014 | The work involves the replacement of highly tuberculated, corroded, and aging pipeline infrastructure. This project will greatly improve water quality and water supply reliability. | The Work includes removal of existing abandoned 8-inch steel water line on San Jose Street to Central Avenue, removal and replacing of existing interfering portions of 6-inch waterline and street curb and gutter per plans and specifications, abandoning in | 230000 | 2010-01-01 | 13 | San Bernardino District | Rose Avenue Pipeline Replacement Project
3610029 | 018 | MONTE VISTA CWD | M | 10 | C | 51014 | The work involves the replacement of highly tuberculated, corroded, and aging pipeline infrastructure. This project will greatly improve water quality and water supply reliability. | The work includes the replacement of 36,000-feet of mostly degraded, main break-laden, bare steel pipeline distribution system in the Norteast Zone 2 area with new class 350, cement mortar-lined ductile iron pipeline, which has an anticipated useful life | 4250000 | 2010-01-01 | 13 | San Bernardino District | Northeast Zone 2 Pipeline Replacement Project
3610029 | 019 | MONTE VISTA CWD | M | 10 | C | 51014 | The work involves the replacement of highly tuberculated, corroded, and aging pipeline infrastructure. This project will greatly improve water quality and water supply reliability. | The work includes the replacement of 28,000-feet of mostly degraded, main break-laden, bare steel pipeline distribution system in the Saratoga Park area with new class 350, cement mortar-lined ductile iron pipeline, which has an anticipated useful life of | 3250000 | 2010-01-01 | 13 | San Bernardino District | Saratoga Park Pipeline Replacement Project
3610029 | 020 | MONTE VISTA CWD | M | 10 | C | 51014 | The work involves the replacement of highly tuberculated, corroded, and aging pipeline infrastructure. This project will greatly improve water quality and water supply reliability. | The work includes the replacement of 43,000-feet of mostly degraded, main break-laden, bare steel pipeline distribution system in the Mission area with new class 350, cement mortar-lined ductile iron pipeline, which has an anticipated useful life of 80-pl | 5000000 | 2010-01-01 | 13 | San Bernardino District | Mission District Pipeline Replacement Project
3610029 | 021 | MONTE VISTA CWD | M | 10 | C | 51014 | Reservoir 18 (consisting of 3 tanks at the site) has water quality turnover issues which result in degradation of the chlorine residual to near 0.20 mg/L. Additionally, the facility is about 40 years old and by far does not meet current seismic code requi | The project involves addressing the water quality and turnover issues by introducting mixers, check valves, and new directional piping so that "first-in" water will be "first-out" water. The reservoirs' seismic issues will be addressed by providing tank a | 850000 | 2010-01-01 | 13 | San Bernardino District | Reservoir 18 Water Quality Improvements and Seismic Upgrade Project
3610029 | 022 | MONTE VISTA CWD | M | 10 | C | 51014 | The work involves the replacement of highly tuberculated, corroded, and aging pipeline infrastructure. This project will greatly improve water quality and water supply reliability. | The work includes the replacement of 34,000-feet of mostly degraded, main break-laden, bare steel pipeline distribution system in the Central Avenue area with new class 350, cement mortar-lined ductile iron pipeline, which has an anticipated useful life o | 4000000 | 2010-01-01 | 13 | San Bernardino District | Central Pipeline Replacement Project
3610029 | 026 | MONTE VISTA CWD | M | 10 | C | 51014 | The work involves the replacement of highly tuberculated, corroded, and aging pipeline infrastructure. This project will greatly improve water quality and water supply reliability. | The work includes the replacement of 38,000-feet of mostly degraded, main break-laden, bare steel pipeline distribution system in the Essex Park area with new class 350, cement mortar-lined ductile iron pipeline, which has an anticipated useful life of 80 | 4500000 | 2010-01-01 | 13 | San Bernardino District | Essex Park Pipeline Replacement Project
3610029 | 028 | MONTE VISTA CWD | M | 10 | C | 51014 | The work involves the replacement of highly tuberculated, corroded, and aging pipeline infrastructure. This project will greatly improve water quality and water supply reliability. | The work includes the replacement of 24,000-feet of mostly degraded, main break-laden, bare steel pipeline distribution system in the Saratoga Park area with new class 350, cement mortar-lined ductile iron pipeline, which has an anticipated useful life of | 2900000 | 2010-01-01 | 13 | San Bernardino District | Sunrise Park Pipeline Replacement Project
3610014 | 008 | CITY OF COLTON | M | 10 | C | 51350 | Inadequate storage West zone | Construct 2 MG reservoir | 2025000 | 1998-01-01 | 13 | San Bernardino District | West zone storage reservoir
3610014 | 009 | CITY OF COLTON | M | 10 | C | 51350 | Inadequate Storage Central zone | Construct 3 MG reservoir, transmission lines | 2775000 | 1998-01-01 | 13 | San Bernardino District | Central zone Storage reservoir
3610014 | 010 | CITY OF COLTON | M | 10 | C | 51350 | Old distribution system | Replace 38k ft of line | 2790000 | 1998-01-01 | 13 | San Bernardino District | Rehabilitate distribution system
3610014 | 011 | CITY OF COLTON | M | 10 | C | 51350 | Old steel transmission lines | Replace and resize lines | 800000 | 1998-01-01 | 13 | San Bernardino District
3310049 | 001 | WESTERN MWD | M | 10 | C | 60895 | The Chino Desalters Phase 3 Expansion Project is part of the ongoing Chino Basin groundwater Optimum Basin Managment Program (OBMP), including the Peace Agreements. This project helps to (1) increase the local potable water supply to meet rapid population | Chino Desalters Phase 3 Expansion Project - Implementation of this project will serve to clean-up the local groundwater basin for improved water quality and increased potable water production. The project will reduce the demands on imported surface water | 10000000 | 2010-01-01 | 20 | Riverside District | Chino Desalters Phase 3 Expansion Project - Brackish Water Desalination
3310049 | 002 | WESTERN MWD | M | 10 | C | 60895 | Both the Dekay Avenue and Gilley Street potable water pipelines consist of aging cast iron pipe (estimated to be over 65 years of age). These pipelines, more than 4,000 lineal feet, are extremely corroded and are experiencing pitting. More than 14 leaks | The proposed project is located in both Dekay Avenue and Gilley Street at March Air Reserve Base. Within Dekay Avenue approximately 2,000 feet of pipeline between A Street and B Street, in Q Street, between Adams Avenue and B Street, and in W Street from | 1200000 | 2010-01-01 | 20 | Riverside District | Dekay Avenue and Gilley Street Pipelines Replacement
3310049 | 003 | WESTERN MWD | M | 10 | C | 60895 | The Chino Desalters Phase 3 Expansion Project is part of the ongoing Chino Basin groundwater Optimum Basin Managment Program (OBMP), including the Peace Agreements. This project helps to (1) increase the local potable water supply to meet rapid population | Chino Desalters Phase 3 Expansion Project - Implementation of this project will serve to clean-up the local groundwater basin for improved water quality and increased potable water production. The project will reduce the demands on imported surface water | 2000000 | 2010-01-01 | 20 | Riverside District | Chino Desalters Phase 3 Expansion Project - Chino Creek Wellfield
1910092 | 009 | MONTEREY PARK-CITY, WATER DEPT. | M | 10 | C | 64000 | The City's two Bradshawe reservoirs were built in 1948 and 1958 and are now cracked and outdated. The replacement of these reservoirs will increase storage capacity to meet the city's water demand. More importantly, the new reservoirs will meet seismic | The project consists of designing and constructing two new steel reservoirs to replace the outdated systems. These new reservoirs will be modern and seismically approved. | 3000000 | 2010-01-01 | 7 | Hollywood District | Monterey Park Bradshawe Reservoir Replacement
5010019 | 002 | TURLOCK, CITY OF | M | 10 | C | 64215 | A new water well is necessary increase supply to meet peak demands and fire flows. Currently, the only water source available to the City of Turlock is deep wells that draw water from below the E-clay. The City of Turlock historically has been operating | The City has found a suitable site for a new well (Well 40) and a test hole was drilled to confirm that water quality meets all applicable drinking water regulations. In addition, a pump test was completed to determine the potential capacity of the well. | 750000 | 2010-01-01 | 10 | Stockton District | City of Turlock - Well #40
3610064 | 007 | EAST VALLEY WATER DISTRICT | M | 10 | C | 68000 | The water main on Live Oak between Summit Drive and Terrace Drive in the City of Highland is a 6-inch water main that was constructed in the early 1950s. This water main supplies drinking water to approximately 35 homes and one water reservoir (District P | The construction plans call for 1,019 feet of 8-inch Ductile Iron pipe to be installed in a city street, and 17 homes to be connected to this main. The construction plans for this project are 80% complete. The CEQA for this project is underway and should | 325000 | 2010-01-01 | 13 | San Bernardino District | Live Oak Water main replacement (2009)
3310021 | 011 | JURUPA COMMUNITY SD | M | 10 | C | 68297 | Continued implementation of Jurupa Community Services District's (JCSD) Water Master Plan projects through the development of four additional groundwater production wells is critical to meet future potable water demands. Groundwater is considered the pri | This project will continue implementation of the Jurupa Community Services District (JCSD) Water Master Plan through development of four additional groundwater production wells in several identified areas to provide water for forecasted future demands. T | 12000000 | 2010-01-01 | 20 | Riverside District | JCSD Groundwater Production Wells
3310021 | 013 | JURUPA COMMUNITY SD | M | 10 | C | 68297 | There is a need to equip all Jurupa Community Services District (JCSD) well facilities with backup generators in accordance with the US Government Accountability Office (GAO) Critical Infrastructure Protection Report. JCSD needs to be less dependent on o | This project will equip all JCSD well facilities with backup generators in accordance with the US Government Accountability Office (GAO) Critical Infrastructure Protection Report to make the District less dependent on outside resources in the event of inc | 1300000 | 2010-01-01 | 20 | Riverside District | Emergency Electrical Generators for JCSD Wells
1910079 | 001 | LYNWOOD-CITY, WATER DEPT. | M | 10 | C | 73212 | Existing Condition:The City of Lynwood Water System relies for 80% of its needed potable water supplies on pumping of 6 water wells. Each deep well pump is driven by electric motors. The electrical service is provided by the Southern California Edison C | Project :To overcome to a limited degree, the electrical power failures situation, the City believes that by owning a trailer mounted gasoline/diesel fuel engine driven emergency generator that either the major well source and/or the reservoir booster pum | 271000 | 2010-01-01 | 22 | Angeles District | Trailer Mounted Emergency Generator & Well/Booster Pump Equipment
1910079 | 004 | LYNWOOD-CITY, WATER DEPT. | M | 10 | C | 73212 | Existing Condition:The City of Lynwood Water System has presently six operating water wells, which pump into the closed water system. Should the pumping result in the system pressure exceeding a set level and the existing two million gallon capacity subt | Project :Install a new Cla-Valve reducing valve battery (3 valves) in a vault in vicinity of reservoir on Bullis Road with appropriate space and convenient access and remodel existing Cla-Valve vault on Imperial Highway at Bullis Road to include space for | 231000 | 2010-01-01 | 22 | Angeles District | Second Pressure Relief Valve Installation/Remodeling of Existing Valve Installation
1910079 | 005 | LYNWOOD-CITY, WATER DEPT. | M | 10 | C | 73212 | Existing Condition:The City of Lynwood Water System, which serves over 95% of the area of the City and its 10,600 metered services, has six operating water wells, a MWD water supply connection, a subterranean storage reservoir of two million gallon capaci | Project :Install a modern day up to date SCADA System that is in constant communication with all elements of the City of Lynwood water system. Benefits:Better operational control of water system elements and facilities around the clock on daily basis and | 810000 | 2010-01-01 | 22 | Angeles District | Installing of SCADA System
3610052 | 001 | VICTOR VALLEY WATER DISTRICT | M | 10 | C | 81418 | Old steel distribution system lines, new wells needed, new storage reservoirs (2) needed. | Construct needed facilities to ensure compliance with Waterworks Standards. | 2900000 | 1998-01-01 | 13 | San Bernardino District
1910001 | 009 | CITY OF ALHAMBRA | M | 10 | C | 92158 | This booster station facility is one, of only two, sources of supply for the northern pressure zone of the City. The elevation variance in the northern zone is a minimum of 430 feet to a maximum of 585 feet, with pressure ranges of 40 to 117 psi. If this | The proposed project includes replacing the building, pump equipment, electrical motor control center, and installing an emergency power generator. This facility was origianlly constructed in 1955 and has not had any major upgrades since that time. The e | 1750000 | 2010-01-01 | 16 | Central District | Garfield Reservoir Booster Pump Station Rehabilitation
1910001 | 010 | CITY OF ALHAMBRA | M | 10 | C | 92158 | A recent inspection revealed that the condition of Tank 1 at Garfield Reservoir was severe enough to warrant recoating of the interior steel walls and floor. This tank was constructed in 1955. The interior of the tank is exhibiting corrosion over 70% of | Garfield Reservoir Tank 1 has a holding capacity of 1,000,000 gallons of water, which is used to supply water to the northern part of the City. The residence time of the water in the tank and the condition of the steel is critical to the quality of the | 500000 | 2010-01-01 | 16 | Central District | Garfield Reservoir Tank 1 Coating and Reroofing
1910051 | 001 | INGLEWOOD- CITY, WATER DEPT. | M | 10 | C | 100000 | 16 MG RESERVOIR IS DETERIORATED DUE TO AGE AND SEISMIC ACTIVITY OF THE REGION. IT ALSO HAD BACTI PROBLEMS. | DEMOLISH THE EXISTING RESERVOIR AND RECONSTRUCT THREE 5.3 MG PRESTRESSED CONCRETE RESERVOIRS. | 10000000 | 1998-01-01 | 15 | Metropolitan District
1910253 | 007 | CENTRAL BASIN MWD | M | 10 | C | 100000 | BackgroundIn the 1980’s a contaminated plume was found in San Gabriel Valley, posing a threat to the areas groundwater supply. In order to remedy the contamination, Central Basin Municipal Water District (CBMWD), with the partnership of other impacted | CBMWD SCADA System UpgradeA new, SCADA system would be constructed under this project. It would allow monitoring and control capability at Central Basin’s headquarters and be linked to two water wells and the granular activated carbon treatment facility | 250000 | 2010-01-01 | 15 | Metropolitan District | Central Basin MWD WQPP SCADA System Upgrade
4010022 | 008 | LOPEZ PROJECT | M | 10 | C | 100000 | The Lopez Water Treatment Plant (LWTP) is a six MGD treatment plant that treats surface water from Lopez Reservoir. Its distribution system has five turnouts serving the City of Arroyo Grande, City of Grover Beach, City of Pismo Beach, community of Ocean | The Lopez Distribution Telemetry at Turnouts and Outlet Works Project involves the installation of instrumentation, programmable logic controllers, radios, and other equipment necessary to provide a complete supervisory control and data acquisition (SCADA | 250000 | 2010-01-01 | 6 | Santa Barbara District | Lopez Project - Distribution System Telemetry at Turnouts and Outlet Works
3310012 | 009 | ELSINORE VALLEY MWD | M | 10 | C | 121420 | The proposed Palomar Well Replacement Project will replace a well that collapsed due to shallow perched groundwater that reached the well due to the lack of a sanitary seal. The well has subsequently been abandoned. In an effort to maximize the use of E | The Palomar Replacement Well project consists of drilling and equipping the well under one construction contract. The drilling phase consists of installing the well casing and developing and testing the well. The well equipping phase consists of constru | 2000000 | 2010-01-01 | 20 | Riverside District | Palomar Replacement Well Drilling and Equipping
3310012 | 010 | ELSINORE VALLEY MWD | M | 10 | C | 121420 | Elsinore Valley Municipal Water District’s Water Distribution Master Plan identified the Lakeland Village water service area as deficient in water storage capacity and its ability to meet fire demands. The purpose of the project is to improve water relia | The proposed project consists of a new storage tank and two pump stations. The proposed Adelfa Pump Station will convey water to the proposed 800,000 gallon steel Adelfa Reservoir. The proposed Encina Pump Station will convey water to the existing Encin | 4200000 | 2010-01-01 | 20 | Riverside District | Lakeland Village Reservoir and Pump Stations Project
3710006 | 006 | ESCONDIDO, CITY OF | M | 10 | C | 140000 | A-3 reservoir (1MG) is 60 years old and does not meet current standards. Area transmissions are of same vintage. | Rehabilitate reservoir rather than new. Replace inlet/outlet lines. | 750000 | 1998-01-01 | 14 | San Diego District | Res A-3 rehabilitation (1997)
1910070 | 041 | LOS ANGELES CO WW DIST 4 & 34-LANCASTER | M | 10 | C | 144215 | Parts of the existing water distribution system experiences large pressure fluctuations due to aged and undersized pipelines. | The project consists of constructing approximately 8,000 linear feet of 36-inch diameter steel water main along Avenue K between 5th Street East and 20th Street East in Lancaster. The project will increase the capacity of the Lancaster water system to mee | 3500000 | 2010-01-01 | 16 | Central District | Avenue K Transmission Water Main - Phase II
1910070 | 044 | LOS ANGELES CO WW DIST 4 & 34-LANCASTER | M | 10 | C | 144215 | The existing water system typically experiences a shortage of storage capacity to meet customer demands during the warm summer months and periods of temporary shortage of treated water from the Antelope Valley-East Kern Water Agency.According to the Distr | The project consists of constructing two additional 3-million-gallon water storage tanks at 41956 5th Street East in Palmdale to serve the Los Angeles County Waterworks District No. 40, Antelope Valley. This project will improve storage capacity to meet c | 6000000 | 2010-01-01 | 16 | Central District | Water Storage Tanks at M5E Site - Phase II
1910070 | 045 | LOS ANGELES CO WW DIST 4 & 34-LANCASTER | M | 10 | C | 144215 | An upgrade of existing pump station facilities located at Avenue J and Trevor Avenue is needed to improve the reliability of the existing water supply system by replacing two aging and outdated pumps with four new pumps. The four pumps will work together | The project will involve the replacement of two smaller, less reliable pumps with four larger capacity pumps. The two existing pump houses, pumps and appurtenances will be demolished and replaced with one larger pump station, four larger capacity pumps, | 2300000 | 2010-01-01 | 16 | Central District | Avenue J and Trevor Pump Station
1910070 | 046 | LOS ANGELES CO WW DIST 4 & 34-LANCASTER | M | 10 | C | 144215 | According to the District No. 40, Antelope Valley, Draft Master Plan prepared in March 1997, the 2555 pressure zone of District No. 40 Region No. 4 currently has a storage capacity deficit of 38.8 Million Gallons (MG) to satisfy fire flow storage requirem | The project is to construct a 3.2 MG water storage tank and appurtenances at a District-owned site located southeast of the intersection of 62nd Street West and Avenue M in the City of Palmdale as recommended by the District No. 40, Antelope Valley, Draft | 2900000 | 2010-01-01 | 16 | Central District | Avenue M and 62nd Street West 3.2 MG Tank
1910070 | 048 | LOS ANGELES CO WW DIST 4 & 34-LANCASTER | M | 10 | C | 144215 | The existing water system experiences large pressure fluctuations due to a water supply deficit in District 40 and the need for new turnouts to accept more Antelope Valley-East Kern Water Agency water. Because of this, State Water Project water is not ef | The proposed project consists of installing approximately 2,600 linear feet of 18-inch diameter ductile iron water main along the future Avenue M-8 right-of-way, from the Antelope Valley-East Kern Water Agency turnout near Avenue M-8 and 70th Street West | 675000 | 2010-01-01 | 16 | Central District | Avenue M-8 & 70th Street West Water Main
1910070 | 049 | LOS ANGELES CO WW DIST 4 & 34-LANCASTER | M | 10 | C | 144215 | Parts of the existing water distribution system experiences large pressure fluctuations due to aged and undersized pipelines. | The project consists of installing approximately 5,300 linear feet of 36-inch diameter steel water main on Avenue K between 20th Street East and 30th Street East in Lancaster. The project will increase the capacity of the Lancaster water system to meet th | 3500000 | 2010-01-01 | 16 | Central District | Avenue K Transmission Water Main - Phase IV
1910070 | 050 | LOS ANGELES CO WW DIST 4 & 34-LANCASTER | M | 10 | C | 144215 | Parts of the existing water distribution system experiences large pressure fluctuations due to aged and undersized pipelines. | The project consists of constructing approximately 10,600 linear feet of 30-inch diameter steel water main on Avenue K between 30th Street West and 10th Street West in Lancaster. The project will increase the capacity of the Lancaster water system to meet | 3500000 | 2010-01-01 | 16 | Central District | Avenue K Transmission Water Main - Phase III (2009)
1910070 | 052 | LOS ANGELES CO WW DIST 4 & 34-LANCASTER | M | 10 | C | 144215 | The existing water system typically experiences a shortage of storage capacity to meet customer demands during the warm summer months and periods of temporary shortage of treated water from the Antelope Valley-East Kern Water Agency.According to the Distr | The project consists of constructing five 3-million-gallon water storage tanks at 41956 5th Street East in Palmdale to serve the Los Angeles County Waterworks District No. 40, Antelope Valley. This project will improve storage capacity to meet customer de | 15000000 | 2010-01-01 | 16 | Central District | Water Storage Tanks at M5E Site - Phase I
1910070 | 053 | LOS ANGELES CO WW DIST 4 & 34-LANCASTER | M | 10 | C | 144215 | The existing water distribution system experiences low water pressure, especially during times of peak demand. This limits the capacity to meet the current domestic and fire protection water demands. | The proposed project consists of installing approximately 6,600 linear feet (1.25 miles) of 36-inch diameter transmission main connecting the existing 36-inch main at Avenue L and 60th Street West to the Antelope Valley-East Kern Water Agency (AVEK) turno | 2300000 | 2010-01-01 | 16 | Central District | Avenue M & 60th Street West Water Main
1910155 | 001 | GSWC - SOUTHWEST | M | 10 | C | 168686 | OLD CAST IRON PIPES WITH BIO-GROWH AND NITRIFICATION PROBLEM | REPLACE WATER MAINS IN CRITICAL AREAS. | 3575000 | 1998-01-01 | 16 | Central District | Replace cast Iron pipes (1997)
1910155 | 005 | GSWC - SOUTHWEST | M | 10 | C | 168686 | 2 PRODUCTION WELLS AT THE CHADRON SITE ARE THREATEN DUE TO A KNOWN LEAKING UST ON THE SITE WHICH WAS REMOVED IN 1990. | CONSTRUCT A NEW WELL IN A UNCONTAMINATED AQUIFER | 1000000 | 1998-01-01 | 16 | Central District | Replacement wells (1997)
1910155 | 014 | GSWC - SOUTHWEST | M | 10 | C | 168686 | SEA WATER INTRUSION AT OCEAN GATE WELL (CURRENTLY INACTIVE) | EQUIP THE WELL, INSTALL REMOVAL TREATMENT OR DRILL A NEW WELL AT A DIFFERENT SITE | 1100000 | 1998-01-01 | 16 | Central District | Seawater Intrusion barrier ((1997)
1910155 | 015 | GSWC - SOUTHWEST | M | 10 | C | 168686 | There is insufficient storage capacity in the zone 250 of the Southwest District. The California Public Utilities Commission (CPUC) and California Department of Public Health (CDPH) currently provide no specific requirements for storage volume. Therefor | The proposed project is to construct a 1.77 million gallon (MG) welded steel reservoir and booster pump station at the existing Doty Plant located 14124 South Doty Avenue in the City of Hawthorne which is within our Southwest District. The reservoir will | 3582000 | 2010-01-01 | 16 | Central District | GSWC – Doty Plant 1.77 MG Reservoir and Booster Pump Station
1910155 | 016 | GSWC - SOUTHWEST | M | 10 | C | 168686 | GSWC has applied for Proposition 50 Fund for this project.The Dalton plant is located in the south-central portion of the Southwest System. Its facilities include a non-operational 2.0 million gallon underground reservoir, a non-operational booster stati | This project is for the drilling, development, and equipping of a new well with a capacity of 1,000 gallons per minute (gpm) and all appurtenant equipment such as a disinfection facility, a chemical storage facility, a motor control center, and all necess | 3216800 | 2010-01-01 | 16 | Central District | GSWC - Southwest System - Dalton Well No. 2 (Prop.50 Project)
3610034 | 004 | ONTARIO, CITY OF | M | 10 | C | 172701 | Several pipe segments in and adjacent to Rosewood Court are over fifty (50) years old and are deteriorating. In order to improve the quality of the distribution system and assure adequate water delivery to the customers, these deteriorating pipe segments | Replacement of the Age Deficient Water Mains entails providing all the necessary labor, materials, equipment and services. The project includes installing two thousand and four hundred (2,400) linear feet (LF) of 8-inch PVC water main, water services, fir | 495000 | 2010-01-01 | 13 | San Bernardino District | Age Deficient Water Main Replacement in and near Rosewood Court
3610034 | 005 | ONTARIO, CITY OF | M | 10 | C | 172701 | A well in the 1212 Zone has had maintenance problems and has become unreliable; therefore a replacement well needs to be constructed in order to maintain existing water production levels. | Equipping Well #43 entails providing all the necessary labor, materials, equipment and services to equip the well. The work at the well site includes the construction of the well enclosure building including the vertical turbine pump, motor, and associate | 2877000 | 2010-01-01 | 13 | San Bernardino District | Equip Well #43
5010010 | 005 | MODESTO, CITY OF | M | 10 | C | 212000 | Tank 7 and 8 are important storage facility in the South Modesto Water System. Recently, to increase pressures because of growth, the booster stations on these tanks were upgraded. The upgrades included larger motors to pump water and increase system pr | The existing back-up power generators at Tank 7 and 8 will be replaced with larger generator units. Contractors will remove the existing generators and redesign the electrical panels, foundations and conduits to accommodate the new generators. | 495000 | 2010-01-01 | 10 | Stockton District | Purchase and Install New Generators - Tanks 7 and 8
5010010 | 006 | MODESTO, CITY OF | M | 10 | C | 212000 | The Modesto water system which includes Salida, Empire and surrounding County islands is in need of increased water supply. Due to failing wells from ground water contamination, the original system has been losing needed water production. Surface water | This project will install water distribution system improvements needed to accommodate the increased production capacity of the Modesto Regional Water Treatment Plant Expansion. The Tier 1 phase includes new transmission and distribution piping and flow | 12550000 | 2010-01-01 | 10 | Stockton District | Downstream Improvements - Claratina & Virginia Corridor Transmission Mains
5010010 | 007 | MODESTO, CITY OF | M | 10 | C | 212000 | The City is losing wells on the Northwest area of the City due to uranium contamination. Contaminated wells exceed the MCLs for uranium and Gross Alpha. Because of the loss of large production wells, the water supply in this area of the City has become | A well site has been selected in the Mildred Perkins Park property. This location is ideal for a large production well to supply water to the Northwest Modesto area. The well has been drilled and tested and meets CDPH standards for quality drinking wate | 1300000 | 2010-01-01 | 10 | Stockton District | Install New Well - Mildred Perkins
5010010 | 008 | MODESTO, CITY OF | M | 10 | C | 212000 | The "I" Street water main connects the west and east sides of downtown Modesto. The main developed a leak underneath the Union Pacific Railroad (UPRR) tracks. This rail is a main connection through the Central Valley. To prevent damage the railroad, th | Design work to replace this water main has been completed. A contract will be issued for relining the existing water main under the railroad tracks. The new main will be tied into the existing system on both sides of the railroad tracks. This work must | 435000 | 2010-01-01 | 10 | Stockton District | Strengthen and Replace Water System - I Street Main
5010010 | 009 | MODESTO, CITY OF | M | 10 | C | 212000 | Modesto has many old steel water mains within State highways. These mains are high maintenance due to leaking of the aging pipes. The State is repaving Highway 132 through Modesto starting in 2009. Several sections of this paving project have 12" water | Design is complete and bids are ready to be requested for full replacement of this 12" main within the State Route 132 corridor. This will include coordinating with State construction, traffic control, replacing services along the State route and tempora | 1550000 | 2010-01-01 | 10 | Stockton District | State Route 132 Water Main Replacement
5010010 | 011 | MODESTO, CITY OF | M | 10 | C | 212000 | The Modesto Water System has an older residential and industrial area called the Airport District. This section of town has infrastructure that is aging and in desperate need of major upgrades. Staff spend many hours fixing leaks, maintaining the system | The Modesto Water System has an area called the Airport District. This section of town will require the replacement and upsizing of water mains and service. Water mains and services will be moved out of the easement areas and installed in the street for | 1600000 | 2010-01-01 | 10 | Stockton District | Water Main and Service Replacement - Airport District
3710010 | 004 | HELIX WATER DISTRICT | M | 10 | C | 263642 | This Project is an infrastructure improvement project that replaces Helix's old cast-iron pipelines with new pipelines. Existing cast-iron pipes break and leak requiring the distribution system to be shut down and water deliveries to customers are impact | This Project is an infrastructure improvement project that replaces Helix's old cast-iron pipelines with new pipelines. This Project replaces 6,490 feet of cast-iron pipe with 5,350 feet of PVC pipe on Mt. Helix. The existing cast-iron pipe was installe | 1475000 | 2010-01-01 | 14 | San Diego District | Pipeline Project 1400 Mt. Helix
3710010 | 006 | HELIX WATER DISTRICT | M | 10 | C | 263642 | This Project is an infrastructure improvement project that replaces Helix's old cast-iron pipelines with new pipelines. Existing cast-iron pipes break and leak requiring the distribution system to be shut down and water deliveries to customers are impact | This Project is an infrastructure improvement project that replaces Helix's old cast-iron pipelines with new pipelines. This project replaces 6,800 feet of cast-iron pipe with 6,800 feet of PVC pipe in the unicorporated area of the County of San Diego ne | 1650000 | 2010-01-01 | 14 | San Diego District | Pipeline Project 1442 Pepper/Second/Dawnridge
3310031 | 008 | RIVERSIDE, CITY OF | M | 10 | C | 291398 | The Evans Madison Replacement Project (Project) is located within the central portion of the City of Riverside (City) in the City’s Casablanca Neighborhood. The existing pipelines are installed within the Evans St. and Madison St. public street right-of-w | The project consists of replacing the leaking segments of pipeline with new main and installing a pipe segment within Madison St. between Casablanca St. and Peters St., and within Evans St. between Jefferson St. and Juanita St. in the City’s Casablanca Ne | 1200000 | 2010-01-01 | 20 | Riverside District | Evans-Madison Pipeline Replacement
3310031 | 009 | RIVERSIDE, CITY OF | M | 10 | C | 291398 | The City of Riverside (City) recently completed construction of a new surface water treatment plant (the John W. North Water Treatment Plant) in September 2008 which will provide an additional supply of 10 million gallons per day (mgd). The treated water | The San Bernardino Transmission Main Replacement Project (Main and Transit Segment) consists of construction of approximately 2,810 lineal feet of 48-inch diameter CMLC steel pipe to replace the existing 42-inch diameter concrete pipe. The new pipeline w | 2700000 | 2010-01-01 | 20 | Riverside District | San Bernardino Transmission Main Project (Main and Transit Segment)
3310031 | 010 | RIVERSIDE, CITY OF | M | 10 | C | 291398 | The City of Riverside (City) currently has several wells, known as the Flume Tract Wells that supply domestic potable water. These wells were drilled in the early 1900s and have been refurbished many times. Since further refurbishment of the existing we | The proposed Flume 7 Well will be located at the easterly end of Washington Street in the City of Colton, south of and adjacent to the Santa Ana River, in the County of San Bernardino, and is located entirely on property owned by the City of Riverside. C | 1653600 | 2010-01-01 | 20 | Riverside District | Flume 7 Well
3310031 | 011 | RIVERSIDE, CITY OF | M | 10 | C | 291398 | The City of Riverside (City) recently completed construction of a new surface water treatment plant (the John W. North Water Treatment Plant) in September 2008 which will provide an additional supply of 10 million gallons per day (mgd). The treated water | The San Bernardino Transmission Main Replacement Project (Iowa Avenue Segment) consists of construction of approximately 1,420 lineal feet of 48-inch diameter CMLC steel pipe to replace the existing 42-inch diameter concrete pipe. The new pipeline would | 1400000 | 2010-01-01 | 20 | Riverside District | San Bernardino Transmission Main (Iowa Avenue Segment)
3310031 | 012 | RIVERSIDE, CITY OF | M | 10 | C | 291398 | The California – Bel Air Replacement Project (Project) is located within the southwest portion of the City of Riverside (City) in the City’s Ramona Neighborhood. The existing pipelines are installed within the California Ave., Bel Air St., Broadmoor St., | The project consists of replacing the leaking segments of pipelines and installing new pipeline within California Ave., Bel Air St., Broadmoor St., Larkin Ct., Royce St., Ouida Dr., Harper Ct., and Fairport Ct. The new pipelines will consist of approxima | 1200000 | 2010-01-01 | 20 | Riverside District | California-Bel Air Pipeline Replacement
3310031 | 013 | RIVERSIDE, CITY OF | M | 10 | C | 291398 | The Linden Reservoir is located within the northeastern portion of the City of Riverside (City), southeast of the intersection of Linden Street and Cranford Avenue, in the City of Riverside, within the County of Riverside, California. It is located east | The Project consists of replacing the roof of the existing Linden reservoir with a new corrugated galvanized metal roof along with replacing the supporting steel framing members. The proposed replacement will address the issue of a potential contaminatio | 1970000 | 2010-01-01 | 20 | Riverside District | Linden Reservoir Roof Replacement
3310031 | 014 | RIVERSIDE, CITY OF | M | 10 | C | 291398 | The Flume Transmission Main Replacement Project (Project) is located in the cities of Colton and Grand Terrace, within the County of San Bernardino, California. The existing transmission main is installed within a City of Riverside (City) -owned utility | The Project consists of replacing the segment of pipeline south of Santa Ana River and John W North Treatment Plant. The replacement pipeline will consist of approximately 1,550 lineal feet of 42-inch cement mortar lined and coated (CML&C) steel Pipe. A | 1875000 | 2010-01-01 | 20 | Riverside District | Flume Transmission Main Replacement
3310031 | 015 | RIVERSIDE, CITY OF | M | 10 | C | 291398 | The Ivanhoe - Rutland Pipeline Replacement Project (Project) is located within the south-west portion of the City of Riverside (City) in the City’s Arlanza Neighborhood. The existing pipelines are installed within the Rutland Ave., Ivanhoe Ave., and Reyna | The project consists of replacing the leaking segments of pipelines and installing a pipe segment within Rutland Ave., Ivanhoe Ave., and Reynard Ave. in the Arlanza Neighborhood. The new pipelines will consist of approximately 4,400 linear feet of 8-inch | 1500000 | 2010-01-01 | 20 | Riverside District | Ivanhoe-Rutland Pipeline Replacement
3310031 | 016 | RIVERSIDE, CITY OF | M | 10 | C | 291398 | The City of Riverside (City) recently completed construction of a new surface water treatment plant (the John W. North Water Treatment Plant) in September 2008 which will provide an additional supply of 10 million gallons per day (mgd). The treated water | The San Bernardino Transmission Main Replacement Project (I-215 Bore and Jack Segment) consists of construction of approximately 773 lineal feet of 48-inch diameter CMLC steel pipe within a 60-inch steel casing to replace the existing 42-inch diameter con | 601400 | 2010-01-01 | 20 | Riverside District | San Bernardino Transmission Main Project (I-215 Bore & Jack Segment)
3310031 | 017 | RIVERSIDE, CITY OF | M | 10 | C | 291398 | The John W. North Surface Water Treatment Plant (WTP) is a grant-funded project that was constructed under the State of California Proposition 50 Program. This treatment plant was completed in September 2008 and treats groundwater under the influence of | The San Bernardino Transmission Main Replacement Project (Grand Terrace Segment) consists of construction of approximately 2,630 lineal feet of 48-inch diameter CMLC steel pipe to replace the existing 42-inch diameter concrete pipe. The new pipeline woul | 760000 | 2010-01-01 | 20 | Riverside District | San Bernardino Transmission Main Project (Grand Terrace Segment)
3310031 | 018 | RIVERSIDE, CITY OF | M | 10 | C | 291398 | The Sierra Vista Pipeline Project (Project) is located in the southwestern portion of the City of Riverside (City), west of 91 Freeway, within the County of Riverside, California. The existing pipeline is installed along Sierra Vista Avenue, north of Pier | The Project consists of replacing the leaking segment of pipeline along Sierra Vista Avenue between Pierce Street and Gramercy Place. The replacement pipeline will consist of approximately 3,600 lineal feet of 10-inch Ductile Iron Pipe. A hydraulic analys | 1037000 | 2010-01-01 | 20 | Riverside District | Sierra Vista Pipeline Replacement
3310031 | 019 | RIVERSIDE, CITY OF | M | 10 | C | 291398 | The 30-inch Transmission Main near Arlington Project (Project) is located in the central portion of the City of Riverside (City), east of 91 Fwy. and north of Arlington Avenue, within the County of Riverside, California. The pipeline is installed paralle | The Project consists of replacing the existing 30-inch Techite pipeline in place with a 30-inch Cement Mortar Lined and Coated (CML&C) Steel pipeline, within the 10-feet City easement between parallel to the Riverside Canal and north of Arlington Avenue. | 974000 | 2010-01-01 | 20 | Riverside District | Transmission Main Replacement near Arlington (2009)
3310031 | 020 | RIVERSIDE, CITY OF | M | 10 | C | 291398 | The Canyon Crest Pipeline Replacement project (Project) is located in the eastern portion of the City of Riverside (City) within the County of Riverside, California. The existing pipeline is installed along Canyon Crest Drive, east of Martin Luther King B | The Project consists of replacing the leaking segment of pipeline along Canyon Crest Drive between Martin Luther King Boulevard and El Cerrito Drive. The replacement pipeline will consist of approximately 3,200 lineal feet of 16-inch Ductile Iron Pipe. A | 1872000 | 2010-01-01 | 20 | Riverside District | Canyon Crest Pipeline Replacement
3310031 | 021 | RIVERSIDE, CITY OF | M | 10 | C | 291398 | The Mobley Avenue Pipeline Project (Project) is located in the southwestern portion of the City of Riverside (City), west of Freeway 91 within the County of Riverside, California. The existing pipeline is installed within the right of way of Mobley Avenue | The Project consists of replacing the leaking segment of pipeline along Mobley Avenue between Cook Avenue and Jones Avenue. The replacement pipeline will consist of approximately 850 lineal feet of 8-inch high pressure class Ductile Iron Pipe. A hydraulic | 196000 | 2010-01-01 | 20 | Riverside District | Mobley Avenue Pipeline Replacement
3310031 | 022 | RIVERSIDE, CITY OF | M | 10 | C | 291398 | The Palmyrita Booster Station project has the potential to add an additional 4 million gallons per day (mgd) of potable water to the water supply managed by the City of Riverside Public Utilities Department (City). The existing Palmyrita Water Treatment | This project consists of maximizing the production of the four Palmyrita wells by reducing the back pressure on the well pumps through the installation of three booster pumps at the water treatment facility. By reducing the back pressure by 40 psi from 5 | 283500 | 2010-01-01 | 20 | Riverside District | Palmyrita Booster Station Project
3310031 | 023 | RIVERSIDE, CITY OF | M | 10 | C | 291398 | The Evans Reservoir is located within the northeastern portion of the City of Riverside (City), southeast of the intersection of Linden Street and Cranford Avenue, in the City of Riverside, County of Riverside, California. The Evans Reservoir is located | The Project consists of replacing the existing 16.0 MG (currently operating at 9.0 MG) Evans reservoir with a new 17.2 MG reservoir. The replacement reservoir will be installed in place at the same location of the existing reservoir. The proposed reservo | 44050000 | 2010-01-01 | 20 | Riverside District | Evans Reservoir Replacement
3310031 | 027 | RIVERSIDE, CITY OF | M | 10 | C | 291398 | The Main Street Pipeline Replacement Project (Project) is located within the northwest portion of the City of Riverside (City) in the City’s Northside Neighborhood. The existing pipelines are installed within the Main St., Stoddard Ave., Shamrock Ave, and | The project consists of replacing the leaking segments of pipelines within Main St, Stoddard Ave, Shamrock Ave, and Stansell Dr in City’s Northside Neighborhood. The new pipelines will consist of approximately 4,900 linear feet of 8-inch ductile iron pip | 1200000 | 2010-01-01 | 20 | Riverside District | Main Street Pipeline Replacement
3310031 | 029 | RIVERSIDE, CITY OF | M | 10 | C | 291398 | The Casablanca Pipeline Replacement Project (Project) is located within the central portion of the City of Riverside (City) in the City’s Casablanca Neighborhood. The existing pipelines are installed within the Casablanca St., Railroad Ave., Coolidge Ave. | The project consists of replacing the leaking segments of pipeline with new pipeline in and installing a pipe segment within Casablanca St., Railroad Ave., Depot St., and Coolidge Ave. in the City’s Casablanca Neighborhood. The replacement and new pipeli | 1000000 | 2010-01-01 | 20 | Riverside District | Casablanca Pipeline Replacement
3410020 | 013 | CITY OF SACRAMENTO MAIN | M | 10 | C | 407018 | Existing treated water pump station is aged and structure settlement and pipeline leaks have occurred. | Provide new treated water pump station and connecting piping. Involves design and construction. | 20000000 | 1998-01-01 | 9 | Sacramento District | Treated water pumping station (1997)
3410020 | 016 | CITY OF SACRAMENTO MAIN | M | 10 | C | 407018 | Concrete slabs and walls in existing basins and filters are cracked and have lost a large part of the cement matrix at the surface exposed to water. | Repair cracks and place a concrete coating on the slab and wall surfaces. | 500000 | 1998-01-01 | 9 | Sacramento District | Water treatment plant rehabilitaion (1997)
3410020 | 022 | CITY OF SACRAMENTO MAIN | M | 10 | C | 407018 | Water pressure levels in South Sac routinely drop below the City's minimum water pressure level. | Isolate South Sac as single pressure zone. Modify Florin Reservoir Pump Station to increase discharge head. Construct groundwater well to help supply peak demand. Involves refinancing and construction. | 306000 | 1998-01-01 | 9 | Sacramento District | Pressure zone improvements (south sac) (1997)
3410020 | 030 | CITY OF SACRAMENTO MAIN | M | 10 | C | 407018 | Main Ave - Blackrock to Rio Linda Bl New Pipe:Currently, there are only three water mains that feed the entire North Natomas area. Two of these mains are smaller diameter, therefore, there is minimal redundancy to the area. Folsom Boulevard Pipeline: Thi | Main Ave - Blackrock to Rio Linda Bl New Pipe: This project serves three main purposes, 1) it allows for a more reliable water supply to the area by providing redundancy, 2) increases the water supply to area being serviced, and 3) allows for a distribut | 9500000 | 2010-01-01 | 9 | Sacramento District | Water Pipe Installation #1
3410020 | 032 | CITY OF SACRAMENTO MAIN | M | 10 | C | 407018 | Citywide replacement of water pipes which have either exceeded their useful life or are undersized due to growth. | Citywide replacement of water pipes which have either exceeded their useful life or are undersized due to growth.The project purpose is to ensure the reliability of the water distribution system and reduce the potential for water main breaks. At one time | 7300000 | 2010-01-01 | 9 | Sacramento District | Water Pipe Relacement #2
3310009 | 001 | EASTERN MUNICIPAL WD | M | 10 | C | 414710 | Moreno Valley MWC operating responsibility aquired. The system has 2 wells contaminated with Nitrate. A non-operational wellhead treatment system and network of undersized and aged distribution lines. | Study and upgrade the distribution system and investigate the feasibility of reactivating the nitrate wellhead treatment system. Install proper controls and upgrade piping and instrumentation. | 1000000 | 1998-01-01 | 20 | Riverside District | Moreno Valley service area upgrades (1997)
3310009 | 007 | EASTERN MUNICIPAL WD | M | 10 | C | 414710 | Finished water storage capacity in the Daily/Daily Regulated pressure zone is inadequate. As a result, pump failure in this system causes pressure loss and exposes a large number of domestic water users potentially to water contamination. | Construct a 1.0 MG finished water tank. | 500000 | 1998-01-01 | 20 | Riverside District | Finished water storage (1997)
3310009 | 008 | EASTERN MUNICIPAL WD | M | 10 | C | 414710 | Old deteriorated dead end pipelines. | Develop an annual program to interconnect these two systems, provide looping where possible, and reduce dead-end pipelines. | 500000 | 1998-01-01 | 20 | Riverside District | Distribution system upgrades to reduce deadends (1997)
3310009 | 012 | EASTERN MUNICIPAL WD | M | 10 | C | 414710 | In the past a number of water systems have been developer built in isolation of the rest of the system. Over time these areas have grown together, but have not been interconnected. The resultant water quality problems at dead end pipelines, … | Develop an annual program to interconnect these two systems, provide looping where possible, and reduce dead-end pipelines. | 500000 | 2002-01-01 | 20 | Riverside District | Interconnect previously annexed subidivsions (1997)
3310009 | 015 | EASTERN MUNICIPAL WD | M | 10 | C | 414710 | The Good Hope pressure zone is critically short of finished water storage facilites, and is not able to supply enough water to meet average day demand. | Construct a 3.4 MG finished water tank. | 2730800 | 1998-01-01 | 20 | Riverside District | Good Hope Pressure zone finished water tank (1997)
3310009 | 022 | EASTERN MUNICIPAL WD | M | 10 | C | 414710 | EMWD has many aged, undersized, and leaking pipelines which were inherited through past system consolidations. These pipelines pose potential water quality problems and affect system pressure and distribution capacity. | Develop an annual program for replacements of these pipeline and valves. | 500000 | 1998-01-01 | 20 | Riverside District | Pipeline replacement program (1997)
3310009 | 027 | EASTERN MUNICIPAL WD | M | 10 | C | 414710 | Bradley Rd. pipeline in the Sun City area has a history of multiple leaks, causing system interuptions, loss of pressure and potential water contamination. | Replace existing CML&C pipeline with PVC and where necessary upgrade undersized pipe. | 630000 | 1998-01-01 | 20 | Riverside District | Bradley Rd Pipeline (Sun City) (1997)
3310009 | 028 | EASTERN MUNICIPAL WD | M | 10 | C | 414710 | Carmel Rd. pipeline in the Sun City area has a history of multiple leaks, causing system interuptions, loss of pressure and potential water contamination. | Replace existing CML&C pipeline with PVC and where necessary upgrade undersized pipe. | 936000 | 1998-01-01 | 20 | Riverside District | Carmel Rd (Sun City) pipeline replacement (1997)
3310009 | 029 | EASTERN MUNICIPAL WD | M | 10 | C | 414710 | The pipeline in Cawston Ave. is located in extremely corrosive soil. This has caused leaks in the past which were potentially capable of causing water contamination. The last major leak lost in excess of 3 MG. | Install cathodic protection and bond all pipe joints. | 778600 | 1998-01-01 | 20 | Riverside District | Cathodic protection for Cawston Ave pipeline (1997)
3310009 | 030 | EASTERN MUNICIPAL WD | M | 10 | C | 414710 | Cherry Hills Blvd. Pipeline in the Sun City area has a history of multiple leaks, causing system interuptions, loss of pressure and potential water contamination. | Replace existing CML&C pipeline with PVC and where necessary upgrade undersized pipe. | 991000 | 1998-01-01 | 20 | Riverside District | Cherry Hills Blvd (Sun City) pipeline replacement (1997)
3310009 | 031 | EASTERN MUNICIPAL WD | M | 10 | C | 414710 | The pipeline in Ellis Ave. between Antelope Rd. and Murrieta Rd. is located in extremely corrosive soil. The result is frequent leaks and possible water contamination. | Install cathodic protection on this pipeline. | 123000 | 1998-01-01 | 20 | Riverside District | Ellis ave pipeline cathodic protection (1997)
3310009 | 032 | EASTERN MUNICIPAL WD | M | 10 | C | 414710 | Several pipeline in the Quail Valley area has a history of multiple leaks, causing system interuptions, loss of pressure and potential water contamination. | Replace existing CML&C pipeline with PVC and where necessary upgrade undersized pipe. | 296000 | 1998-01-01 | 20 | Riverside District | Quail Valley district pipeline replacement (1997)
3310009 | 033 | EASTERN MUNICIPAL WD | M | 10 | C | 414710 | Ridgemoor Rd. pipeline in the Sun City area has a history of multiple leaks, causing system interuptions, loss of pressure and potential water contamination. | Replace existing CML&C pipeline with PVC and where necessary upgrade undersized pipe. | 381000 | 1998-01-01 | 20 | Riverside District | Ridgemoor Rd (Sun City ) pipeline replacement (1997)
3310009 | 034 | EASTERN MUNICIPAL WD | M | 10 | C | 414710 | Sun City Blvd. Pipeline in the Sun City area has a history of multiple leaks, causing system interuptions, loss of pressure and potential water contamination. | Replace existing CML&C pipeline with PVC and where necessary upgrade undersized pipe. | 710000 | 1998-01-01 | 20 | Riverside District | Sun City Blvd (Sun City ) pipeline replacement (1997)
3310009 | 035 | EASTERN MUNICIPAL WD | M | 10 | C | 414710 | Worcester Rd. Pipeline in the Sun City area has a history of multiple leaks, causing system interuptions, loss of pressure and potential water contamination. | Replace existing CML&C pipeline with PVC and where necessary upgrade undersized pipe. | 911000 | 1998-01-01 | 20 | Riverside District | Worchester Rd (Sun City ) pipeline replacement (1997)
3310009 | 048 | EASTERN MUNICIPAL WD | M | 10 | C | 414710 | Hemlock Ave. pipeline in the City of Moreno Valley has history of multiple leaks, causing system interuptions, loss of pressure and potential water contamination. | Replace existing CML&C pipeline with PVC and where necessary upgrade undersized pipe. | 360000 | 1999-01-01 | 20 | Riverside District | Hemlock Ave (Moreno Valley) pipeline replacement (1997)
3310009 | 049 | EASTERN MUNICIPAL WD | M | 10 | C | 414710 | Several pipelines in theGood Hope area have a history of multiple leaks, causing system interuptions, loss of pressure and potential water contamination. | Replace these CML&C pipes with PVC and where necessary upgrade undersized pipe. | 172000 | 1999-01-01 | 20 | Riverside District | Good Hope area pipeline replacement (1997)
3310009 | 050 | EASTERN MUNICIPAL WD | M | 10 | C | 414710 | The A St. pipeline in the City of Perris has a history of leaks. This pipeline is the major transmission line for the community of Good Hope and part of the City of Perris. The leaks have caused disruption of service and loss of pressure in the sys | Replace leaky section of CML&C pipe with PVC. | 1020000 | 1999-01-01 | 20 | Riverside District | A Street Pipeline replacement (Perris) (1997)
3710042 | 008 | SAN DIEGO COUNTY WATER AUTHORITY | M | 10 | C | 3140000 | The San Diego County Water Authority is connecting Lake Hodges to Olivenhain Reservoir. Olivenhain Reservoir has become infested with the invasive Quagga Mussel. This infestation results in significant maintenance of the reservoir and lake facilities. Wa | Install chlorine feed facilities at the Olivenhain Reservoir to prevent the introduction of viable Quagga Mussel veligers into Lake Hodges from this source water. | 1500000 | 2010-01-01 | 14 | San Diego District | Quagga Mussel Control Chlorine Feed at Olivenhain Reservoir
3710042 | 010 | SAN DIEGO COUNTY WATER AUTHORITY | M | 10 | C | 3140000 | The San Diego County Water Authority is connecting Lake Hodges to Olivenhain Reservoir and its untreated water conveyance system that supplies seven water treatment plants in the region. The water quality in Lake Hodges is less than optimum compared to t | Install SolarBees in Lake Hodges to circulate water and improve water quality. SolarBees will improve water quality and result in reduced operating costs for the region's water treatment plants. | 200000 | 2010-01-01 | 14 | San Diego District | Circulation Using Solar Bees at Lake Hodges
3710042 | 011 | SAN DIEGO COUNTY WATER AUTHORITY | M | 10 | C | 3140000 | The San Diego County Water Authority is connecting Lake Hodges to Olivenhain Reservoir and its untreated water conveyance system that supplies seven water treatment plants in the region. The water quality in Lake Hodges is less than optimum compared to t | Install aeration facilities at the Lake Hodges Pump Station that will increase oxygen levels in Lake Hodges, resulting in improved water quality and reduced operating costs for the region's water treatment plants. | 130000 | 2010-01-01 | 14 | San Diego District | Aeration Facilities at Lake Hodges Pump Station
3710042 | 012 | SAN DIEGO COUNTY WATER AUTHORITY | M | 10 | C | 3140000 | The San Diego County Water Authority is connecting Lake Hodges to Olivenhain Reservoir and its untreate water conveyance system that supplies seven water treatment plants in the region. The water quality in Lake Hodges is less than optimum compared to th | Install turbidity curtains at the Lake Hodges Pump Station Inlet/Outlet Tower and the watershe influent. The curtains will increase the quality of the water pumped to Olivenhain Reservoir and returning to Lake Hodges as water is moved from one water body | 380000 | 2010-01-01 | 14 | San Diego District | Turbidity Curtains at Lake Hodges
2702268 | 001 | NEW CAMALDOLI HERMITAGE WS | M | 10 | P | 25 | Deteriorating water storage tanks. | Construction of 3 new tanks. | 12000 | 1998-01-01 | 5 | Monterey District | Replace storage tanks (1997)
2702254 | 001 | PACIFIC VALLEY SCHOOL WS | M | 10 | P | 55 | System facilities (well, storage, distribution) are in poor condition resulting in TCR violations. | Need to install new well, storage tank, and pipes. | 30000 | 1998-01-01 | 5 | Monterey District
4700575 | 001 | BUTTE VALLEY MIDDLE SCHOOL | M | 10 | P | 55 | Wells are the only water available to Macdoel residents. There is no public water system available. The closest public water system is 11 miles away in Dorris, California. This well is used for our Middle School and Picard Community Day School located i | The District does not have the funds to pay to get the well problems solved. We just found out about this program and are hoping to be able to get some help before we are no longer able to get any water from our well.This is an agricultural community and | 20000 | 2010-01-01 | 1 | Klamath District | Deeper Well Needed
4500181 | 001 | WHITMORE UNION ELEM SCHOOL | M | 10 | P | 75 | Insufficient water pressure. System not fulfilling Section 64566 (system pressure) of the Waterworks Standards. | Install 125 gallon bladder tank on a steel frame to provide the pressure required by the Waterworks Standards. | 10000 | 1998-01-01 | 2 | Lassen District | Water pressure
1500517 | 002 | STOCO MUTUAL WATER COMPANY | M | 10 | P | 85 | This system needs the following items according to Boyle Engineering's Report (March 2007)Water Storage TankBooster PumpsWell Pump RetrofitMiscellaneous Piping (6-inch)6-inch Resilient Seated Gate ValveMagnetic Flow Meter5/8" Water MetersBack - up Generat | Water Storage Tank-System does not meet the fire flow requirements set forth in the Kern County Development standards - (System has pressure tank only)Booster Pumps (excluding cement pads)Well Pump RetrofitMiscellaneous Piping (6-inch)6-inch Resilient Sea | 600000 | 2010-01-01 | 19 | Tehachapi District | Storage Tank and Pressure Tank Install
2100545 | 005 | WALKER CREEK RANCH EDUCATIONAL CENTER | M | 10 | P | 100 | The existing primary water storage tank and distribution lines are approximately 50 years old and in need of repair. The system is currently loosing approximately 5,000 gallons per day due to leaks in the primary storage tank and the distriution system, w | The project is to replace the primary 100,000 gallon water storage tank and to detect and repair leaks in the distribution system. | 595000 | 2010-01-01 | 18 | Sonoma District | Walker Creek Water System Water Conservation Plan
4300779 | 001 | LAKESIDE SD-LAKESIDE SCHOOL | M | 10 | P | 110 | Well. According to the engineering report from The department of Health Services in the Matter of the Permit Application from Lakeside school, system No. 4300779 Section III. Appraisal of Sanitary Hazards and Safeguard, the well at lakeside draws water fr | The well to be replaced in accordance with current water standards to a depth of 150 feet hard rock depth. Extend or replace control and power circuits. Abandon old well in accordance with current regulations.The storage system to be relocated away from a | 75000 | 2010-01-01 | 17 | Santa Clara District | Well, storage and distribution replacement
5500107 | 001 | SHAWS FLAT ELEMENTARY SCHOOL | M | 10 | P | 115 | SYSTEM LACKS RELIABILITY AS IT IS SUPPLIED BY ONLY ONE WELL AND THE STORAGE CAPACITY IS LESS THAN ONE DAY'S DEMAND. | CONSTRUCT A NEW WELL AND INSTALL A 15,000 GALLON STORAGE TANK. | 45000 | 1998-01-01 | 11 | Merced District
1900756 | 004 | WARM SPRINGS REHABILATION CENTER | M | 10 | P | 200 | Water Quality from Well #1 has ARSENIC concentrations that exceed the 0.50 milligrams per liter (mg/L) National Primary Drinking Water Standard Maximum Contaminated Level. The water system has insufficient water storage for fire protection. | The Water system is in need of an additional water source to meet the demands of the community, and to reduce arsenic concentrations. i.e. new ground water well. | 500000 | 2009-01-01 | 16 | Central District | Warm Springs Rehabukutation Center
3901014 | 001 | BANTA ELEMENTARY SCHOOL | M | 10 | P | 200 | We are currently unable to provide drinking water for our students as we have coliform in our water. We know it does not emanate from the well or the new bladder system we have put in. we have been told due to the age of our buildings and pipes (Pombo W | The distribution system will need to addressed. The project will require displacing students while construction takes place. this will be an ardous process and will deal with each wing separately. | 125000 | 2010-01-01 | 10 | Stockton District | Corroded water pipe replacement for safe drinking water
3400268 | 001 | WALNUT GROVE ELEMENTARY SCHOOL | M | 10 | P | 300 | Single well source with no storage; unreliable. | Install storage tank to increase storage capacity. | 50000 | 1999-01-01 | 9 | Sacramento District | System reliability; single source (1997)
3701909 | 001 | CUYAMACA OUTDOOR SCHOOL | M | 10 | P | 300 | The Cuyamaca Outdoor School site provides school camp opportunities for approximately 275 5th and/or 6th grade students from various schools with San Diego County. The water system was previously supported by two wells. Well #1 was removed from service du | We propose to use the grant funds to refurbish Well #1 to produce potable water and reconnect it to our reservoir. This will consist of replacement of the annular seal, well cap, pump and electrical components and controls, and installation of appropriate | 75000 | 2010-01-01 | 14 | San Diego District | Cuyamaca Well #1 Refurbishment Project
1600008 | 002 | CENTRAL UNION ELEMENTARY | M | 10 | P | 320 | Central Union School is located in rural Lemoore, Ca. Currently the school operates on one well. The single well is the only supplier of water on the school site. The well was established in 1992 and is currently at a depth of 860 feet with the pump se | Furnish and Install (F&I) 300 GPM Groundwater Deepwell on Central Union School grounds.F&I 300 GPM Vertical Turbine pumping unitF&I Well Manifold Installation - 2F&I Hydropnuematic Tank InstallationF&I Pipeline Valved ConnectionsF&I Reinforced Concrete - | 585000 | 2010-01-01 | 12 | Visalia District | Central Union School well addition
5700510 | 001 | DELTA HIGH SCHOOL | M | 10 | P | 350 | Not enough storage capacity. | Intstall 20,000 gallon storage tank. Involves design and construction. | 35000 | 1998-01-01 | 9 | Sacramento District
4100513 | 001 | PESCADERO HIGH SCHOOL | M | 10 | P | 400 | Cracked well casing needs to be repaired. | Feasibility study to consolidate with CSA 311 San Mateo County. | 15000 | 1998-01-01 | 17 | Santa Clara District
5700509 | 001 | CLARKSBURG MIDDLE SCHOOL | M | 10 | P | 400 | Inadequate storage. | Install 20,000 gallon tank. | 33000 | 1999-01-01 | 9 | Sacramento District
2400066 | 002 | Planada School | M | 10 | P | 605 | Currently the Planada Elementary School with 550 students and 40 staff members located at 9525 E. Brodrick, Planada, CA 95365 is supplied with well water located on school properrty. The water from this well supplies drinking and landscape irrigation wat | The Planada Elementary School would connect to the Planada Community Services District water supply. The well on the school campus would continue to supply water for landscape irrigation but would no longer be connected to the drinking water system. The | 7500 | 2010-01-01 | 11 | Merced District | Well water replacement with city water district water
0900317 | 001 | CHIQUITA HOMEOWNERS ASSOC. | M | 10 | N | 20 | Water system is currently serving 17 homes which are partly supplied with steel pipe and no back flow system currently in place. Our storage also needs updating, venting, seals, etc. | We are attempting to update our system so that it meets the current public health requirements with El Dorado county. | 10000 | 2010-01-01 | 9 | Sacramento District | Chiquita HOA Distribution System Upgrades
2700999 | 001 | OAK PARK WS | M | 10 | N | 29 | System needs to install booster system and replace water mains due to lack of water pressure and aging pipes. | Install pressure system and replace aging water mains. | 50000 | 1998-01-01 | 5 | Monterey District
2700999 | 004 | OAK PARK WS | M | 10 | N | 29 | Non-potable irrigation system is not adequately separated from potable distribution system. | Replace existing potable distribution system with adequate separation. | 40000 | 2000-01-01 | 5 | Monterey District
3301025 | 001 | Azalea Trails Girl Scouts Camp | M | 10 | N | 50 | Storage capacity is inadequate. We need a second tank for increased storage. Water lines are close to or on the surface. Lines need to be buried at an adequate depth to prevent freezing. | Would like to construct a 20,000 to 40,000 gallon storage tank and replace approximately 2000' of 4-inch line and approximately 3000 of 2-inch line. | 100000 | 1999-01-01 | 20 | Riverside District
4901207 | 001 | SONOMA COUNTY PARKS-STILLWATER COVE | M | 10 | N | 50 | Need well, distribution lines, water pumps, chlorinator and tank replacement. | Replace well, distribution lines, water pumps, chlorinator and tanks. | 125000 | 1999-01-01 | 18 | Sonoma District
3700063 | 001 | FREEDOM RANCH | M | 10 | N | 60 | Existing source well is over 40 years old and no longer passes the coliform rule. Disinfection proved fruitless, boil water order issued until chlorination system could be installed. Boil water in effect from July through September 2008. No longer in eff | Construct new well source with new booster pump station and add additional storage to meet capacity demands under the 2008 water works standards, including fire flow. New distribution line to connect to existing storage and main building. Abandon existi | 380000 | 2010-01-01 | 14 | San Diego District | well replacement with booster pump station and additional storage capacity
0500021 | 001 | SKY HIGH RANCH HOA | M | 10 | N | 94 | DISTRIBUTION SYSTEM OF SMALL PIPE SIZES, INADEQUATELY BURIED. | REPLACE/REMEDIATE DISTRIB8UTION SYSTEM. OTHER = STUDY, DESIGN AND CONSTRUCTION | 625000 | 1998-01-01 | 10 | Stockton District | Replace distribution system (1997)
5400505 | 001 | HARTLAND CHRISTIAN CAMP | M | 10 | N | 140 | Limited back up capacity. We currently have only one well and an emergency back up with our neighbors that would not be sustainable for our situation. | Locate and drill several test wells with the expectation of landing a good producing well that can be developed and tied in as a back up to our current system. | 75000 | 2010-01-01 | 12 | Visalia District | Back up well
1000058 | 001 | MUSICK CREEK TRACT ASSOCIATION | M | 10 | N | 165 | THE TWO ACTIVE WELLS HAVE MARGINAL CAPACITY TO MEET THE DEMANDS OF THE SYSTEM, ESPECIALLY DURING DRY YEAR. | CONSTRUCT A NEW WELL. | 15000 | 1999-01-01 | 23 | Fresno District
3600534 | 005 | De Benneville Pines Inc | M | 10 | N | 250 | Camp de Benneville Pines is a 501c3, not for profit year round camp located in the wilderness of the San Bernardino National Forest. This institution was acquired in 1961 from the Boy Scouts, who operated a facility on this site from the mid to late 1940' | The planned project will replace existing 2700 feet of 2” galvanized decaying galvanized water mains that range in age from 45 to 65 years with current AWWA and NFTA code lines. The new lines and mains will vary from 6” to 2” in diameter depending on the | 400000 | 2010-01-01 | 13 | San Bernardino District | Failed Water System Replacement
2710302 | 001 | CSP-J.P. BURNS PARK | M | 10 | N | 800 | Three redwood tanks need to be replaced. Supply and signal lines from well need to be replaced. | Replace and relocate tanks. Install security fence and monitoring equipment. | 24000 | 1998-01-01 | 5 | Monterey District
2710301 | 001 | CSP-ANDREW MOLERA STATE RESERVE | M | 10 | N | 1000 | Erosion has exposed the main water line requiring that it be relocated. | Dig up and relocate existing line away from river bank. Install monitoring equipment to improve inspection of the system. | 12000 | 1998-01-01 | 5 | Monterey District
1502223 | 001 | WILLOW SPRINGS RACEWAY | M | 10 | N | 5000 | Needs new generator - currently using old diesel generator to operate well. | Bring electricity to water systems to replace generators | 100000 | 1998-01-01 | 19 | Tehachapi District
2300596 | 002 | BIG RIVER VISTA MUTUAL WATER COMPANY | M | 5 | C | 36 | The Big River Vista Water Company's primary water storage facility is a 45,000 gallon redwood water tank. This tank is approximately 50 years old and has been repaired over the years to minimize water leakage. We are currently experiencing water loss fro | Mendocino Coast Water Works, contractor license 887988, will provide the time and materials to drain and clean the redwood tank in preparaton for the installation of a Hypalon Liner by New World Mfg. Inc, contractor's license 618911. Mendocino Water Works | 25424 | 2010-01-01 | 3 | Mendocino District | ater Leakage from 45,000 Gallon Redwood Water Storage Tank
2700842 | 001 | BAUMANN RD WS #01 | M | 5 | C | 40 | System needs new holding tank, new line to the pump, and new pressure tanks. | Replace holding tank, construct new line to the pump, and replace pressure tank. | 4500 | 1999-01-01 | 5 | Monterey District
2701278 | 003 | RANCHO CHAPARRAL MWC | M | 5 | C | 48 | Inadequate water storage to meet demand [No documentation provided] | Conduct assessment to determine storage requirements, and design/construct tank, pump, fittings, and plumbing | 50000 | 2000-01-01 | 5 | Monterey District | Additional water storage
2700634 | 001 | CHETMOORE ACRES WA | M | 5 | C | 50 | Lack of water storage capacity, and water mains are aging (constructed in the 1940's). | Install new water mains and two new 20,000 gallon storage tanks | 50000 | 1998-01-01 | 5 | Monterey District
3301209 | 001 | Desert View Trailer Park | M | 5 | C | 50 | Lack of storage. | construct storage | 100000 | 1998-01-01 | 20 | Riverside District
2300604 | 001 | POINT OF VIEW MUTUAL WATER CO | M | 5 | C | 57 | The system does not have adequate storage capacity to assure uninterrupted supply in event of continued drought, emergencies and to provide adequate fire flow. System has only 30,000 gallons of storage for 28 services. | Purchase and install new redwood storage tank with 30,000 gallon capacity, all float controls, inlet-outlet; all piping including flexible system couplings to protect agains earthquake damage. Refurbish existing tank to replace inoperable valves, leaking | 75000 | 2010-01-01 | 3 | Mendocino District | Add storage capacity and refurbish existing storage tank
4900549 | 003 | SONOMA COUNTY CSA 41-FREESTONE | M | 5 | C | 60 | The existing douglas fir roof truss has failed and the entire roof is settling into the under ground finish water storage tank. Emergency repairs have prevented the entry of small animals. The condition is perilous, soon the roof will collapse into the wa | Plans were prepared for the construction of a new roof structure consisting of Alaskan yellow cedar. The county of Sonoma has submitted bid documents for construction; however there is no source of funds to complete this construction projectThe project co | 60000 | 2010-01-01 | 18 | Sonoma District | Replace failed roof on underground concrete water tank
1500489 | 001 | BRITE LAKE COMMUNITY ASSOCIATION | M | 5 | C | 63 | (1) Old decaying water lines that presently deliver water. (2) Back up well to provide water service in case of mechnical breakdown | Replace 2000-3000 ft. of water line. Replace pump and well system | 30000 | 1998-01-01 | 19 | Tehachapi District
2600532 | 001 | LUNDY MUTUAL WATER COMPANY | M | 5 | C | 70 | Refinance loan, additional storage, additional source, standby power, equipment for repairs | Refinance loan, construct new tank and well, purchase generator and other equipment | 500000 | 1999-01-01 | 13 | San Bernardino District
2701040 | 001 | MCCOY RD WS #05 | M | 5 | C | 72 | System needs new storage tank, pump stations, and distribution mains. | Install tanks holding approx. 30,000 gallons and new pumping station. Install main lines from holding tanks with fire hydrants on new distribution lines. | 150000 | 1998-01-01 | 5 | Monterey District
1900158 | 005 | LITTLE BALDY | M | 5 | C | 76 | The System’s transmission line was installed in 1913, was constructed of 10” and 12” unreinforced concrete pipe that is only capable of handling unpressurized flows. 7,000 feet of this remain in service from the well site in the mountain canyon down to t | The proposed project is to replace the existing transmission pipelines with ~7,000 feet of 6 inch fusion welded HDPE pipe, and abandon the old leaking concrete line. The new pipeline will reduce the amount of water lost during transmission, and protect cu | 300000 | 2010-01-01 | 16 | Central District | Transmission pipeline replacement
1900158 | 006 | LITTLE BALDY | M | 5 | C | 76 | Without online storage the system is in violation of Title 22 and also there is no way to pressurize the distribution system as required under California Water Works Standards.No tanks or reservoirs of any sort have ever been part of the community system. | The proposed project is to construct two 98,000-100,000 gal steel bolted storage tanks to allow for more than one day's capacity in storage, and to pressurize the system. This will reduce dependence and wear and tear on the wells. The tanks will be about | 450000 | 2010-01-01 | 16 | Central District | Two Water storage tanks
1900158 | 008 | LITTLE BALDY | M | 5 | C | 76 | The system’s sources consist of two wells located within Grandview Canyon of the San Gabriel Mountains. The production area is above the LBWC Service Area and more than a mile from the first connection. The wells are less than 70 feet deep, don’t have sa | A new 18 inch well needs to be constructed; installed, outfitted, and connected to the transmission line. The well will be enclosed in a small building for security, and will include necessary disinfection equipment. | 130000 | 2010-01-01 | 16 | Central District | Water storage tanks
1900541 | 001 | WESTERN SKIES MOBILE HOME PARK | M | 5 | C | 90 | The Water System is in need of an additional water source to meet the demands of the community, i.e. new ground well. All details can be provided by the LPA- LA County Water Quality Program. | The project is a community water system consisting of 25-99 connections and a treated ground water source. The system is in need of an additional water source, or additional water storage tank. | 500000 | 2009-01-01 | 16 | Central District | Western Skies Mobile Home Park
2300606 | 002 | LAKE VIEW MUTUAL WATER CO. | M | 5 | C | 90 | System needs shut-off valves so system components can be isolated. | Install readily accessible shut-off valves so system components can be isolated. | 3500 | 1998-01-01 | 3 | Mendocino District
4900843 | 001 | SONOMA RANCH MUTUAL WATER COMPANY | M | 5 | C | 100 | 3 existing wells provide a marginally adequate supply of water. Capacity of storage tanks is inadequate. Existing storage tanks and distr. Lines are old and in some cases inadequate. | Crill new well. Install new storage tank. Upgrade existing tanks or main pipeline. Upgrade existing controls and valves. Construct control station facility and chlorination system. | 723000 | 1998-01-01 | 18 | Sonoma District
3900504 | 001 | CLEMENTS WATER WORKS #43 | M | 5 | C | 120 | SINGLE WELL SYTEM WITH NO AUXILIARY POWER | DRILL SECOND WELL AND INSTALL AUXILIARY POWER. OTHER = DESIGN AND CONSTRUCTION | 450000 | 1998-01-01 | 10 | Stockton District
1500447 | 001 | SIERRA BREEZE MUTUAL WATER COMPANY | M | 5 | C | 144 | REPLACEMENT OF DISTRIBUTION SYSTEM | TREATMENT SYSTEM FOR NITRATES; REPLACE DISTRIBUTION LINES. OTHER - DESIGN, STUDY AND CONSTRUCTION | 300000 | 1998-01-01 | 19 | Tehachapi District
1900529 | 001 | CAMP WILLIAMS- RESORT | M | 5 | C | 150 | STORAGE TANKS NEED REPAIRS, EMERGENCY BACK-UP WELL NEEDS TO BE BROUGHT ON-LINE, NEED TO INSTALL CHLORINATOR AND PUMP HOUSE, NEED TO REPAIR MAIN LINES TO INCREASE PRESSURE | RETAIN SERVICES OF REQUIRED PERSONNEL TO DO REPAIRS. | 6874 | 1998-01-01 | 16 | Central District
2000549 | 002 | MD#05 MOUNTAIN RANCHES | M | 5 | C | 150 | This system experiences water outages due to a lack of adequate source capacity. | Construct a new well and storage tank. | 944000 | 2007-01-01 | 11 | Merced District | New Well
2000851 | 001 | MD#40 SUNSET RIDGE ESTATES | M | 5 | C | 150 | THE SYSTEM SOURCE, STORAGE, AND DISTRIBUTION FACILITIES ARE NOT ADEQUATE TO MEET THE GROWING DEMANDS OF THE SYSTEM. | INSTALL A NEW WELL, 50,000 GALLON STORAGE TANK, AND DISTRIBUTION SYSTEM. | 200000 | 1998-01-01 | 11 | Merced District
2400201 | 003 | VOLTA COMMUNITY SD | M | 5 | C | 150 | At the present time there is only one well and no storage, serving an elementary school and 40+ residences. The well/system is approaching 20 years old.We have a temporary connection with a neighboring processing plant that can be used in emergency situa | We need to install a storage facility, an additional pump and well. This needs to be tied into the existing system. | 400000 | 2010-01-01 | 11 | Merced District | Additional Well and Storage for Volta Community Services District
2700766 | 003 | STRAWBERRY RD WS #06 | M | 5 | C | 150 | Bacti sampling frequently tests positive for coliform | Need a cement slab at well to prevent contamination. Need new 15,000 gallon tank. | 15000 | 2001-01-01 | 5 | Monterey District | Wellhead improvements (2001)
2701257 | 001 | GARRAPATA WC INC | M | 5 | C | 150 | Distribution piping and facilities need replacement. | Install new piping (supported in areas with steel beams in concrete), fencing, pumps, meters, storage tanks, and a new well. | 124900 | 1998-01-01 | 5 | Monterey District | Distribution system rehabilitation (1997)
0310019 | 001 | AWA LA MEL HEIGHTS #3 | M | 5 | C | 195 | SYSTEM HAS A SINGLE WELL AND THE TANK IS BADLY CORRODED AND LEAKS | DRILL A SECOND WELL AND REPLACE THE TANK WITH A LARGER, NEW ONE. OTHER = DESIGN AND CONSTRUCTION. | 175000 | 2002-01-01 | 10 | Stockton District | Storage tank and well (1997)
1000259 | 002 | NEW HORIZONS MOBILE/RV PARK | M | 5 | C | 200 | System supplied by one well if it fails the system is out of water. | Drill a new well or interconnection if possible. | 200000 | 2009-01-01 | 23 | Fresno District | New well to augment single well
4200560 | 003 | SISQUOC #1 | M | 5 | C | 200 | This small system is currently only supplied by one well, which is contrary to Title 22 California Regulations Related to Drinking Water section 64554(c). A new well is necessary to bring this system current with new regulations. Further, storage capaci | A new well needs to be drilled and equipped, a new 300,000 gallon storage tank needs to be erected, and all necessary piping needs to be put in place to connect them to the distribution system. | 2000000 | 2010-01-01 | 6 | Santa Barbara District | Sisquoc - Foxen Canyon Well #5 and Reservoir
1000299 | 001 | THREE PALMS MOBILEHOME PARK | M | 5 | C | 202 | Single well system, if well fails, system is out of water | Drill a new well or interconnection | 200000 | 2009-01-01 | 23 | Fresno District | New well to augment single well
2600620 | 001 | MOUNTAIN MEADOWS MWC | M | 5 | C | 225 | Inadequate storage to ensure continuous pressure during emergencies and/or maintenance | Construct second storage tank | 250000 | 1998-01-01 | 13 | San Bernardino District | Additional storage (1997)
4900791 | 001 | WESTERN MOBILE HOME PARK | M | 5 | C | 225 | Low water pressure to part of system. | Run 2 inch line with 3/4 inch lateral to each of the 5 homes affected. | 10000 | 1998-01-01 | 18 | Sonoma District
5601104 | 001 | CASITAS MUTUAL WATER COMPANY | M | 5 | C | 229 | Distribution system needs upgrades to comply with Water Works standards. | Design to solve problem, increase pumping ability (psi), replace old lines & interconnect to form grids and loops. | 150000 | 1998-01-01 | 6 | Santa Barbara District
0707577 | 001 | RIVERVIEW WATER ASSOCIATION | M | 5 | C | 230 | Low water level in one well. | Drilling deeper well and installing newer pump. | 10000 | 2000-01-01 | 4 | San Francisco District
1000378 | 001 | SUNSET WEST MOBILE HOME PARK | M | 5 | C | 239 | Single well, if it fails, system is out of water. | Drill a new well or inconnection if possible. | 200000 | 2009-01-01 | 23 | Fresno District | New well to augment single well
1900303 | 001 | LLANO MUTUAL WATER COMPANY | M | 5 | C | 264 | The Water System is in need of an additional water source to meet the demands of the community, i.e new ground well. All details can be provided by the LPA- LA County Water Quality Program. | The project is a community water system consisting of 80-99 connections and purchases water from Llano de Rio Water Co #1900849. The system is in need of an additional water source, upgrades to their treatment equipment and or water storage tank. | 500000 | 2009-01-01 | 16 | Central District | Llano Mutual Water Company
2300514 | 002 | ELK COUNTY WATER DISTRICT | M | 5 | C | 326 | Replace aged steel leaking water tank. | Tank replacement of a 84,000 gallon aged and leaking watertank on the same site with 120,000 tank to improve system reliability and fire storage. | 200000 | 2010-01-01 | 3 | Mendocino District | Tank Replacement
2300514 | 003 | ELK COUNTY WATER DISTRICT | M | 5 | C | 326 | This project is to replace existing, aged and deteriorating watermain to reduce leakage, improve reliability and increase fire protection flows. | This is part of an ongoing project that has been funded out of customer charges. Elk watermains in the target area are deteriorating steel lines aged fifty years or more. The is the last underground section in the district to be replaced. 1000 feet is to | 100000 | 2010-01-01 | 3 | Mendocino District | Replace 1000' of watermain
4900570 | 001 | PALOMINO LAKES MUTUAL WATER CO. | M | 5 | C | 340 | Need more water storage. | Construct new 100,00 or 150,00 gal tank. | 85000 | 1998-01-01 | 18 | Sonoma District
1500314 | 002 | DEL ORO WATER CO. (FOR. COUNTRY ESTATES) | M | 5 | C | 364 | This is a small water system with 88 service connections. The wells produce water that exceeds the TDS secondary standards level and is near the MCL for arsenic and nitrate. Various options have been investigated including treatment. The least expensive o | - Construction of pipeline connecting treatment system from Cal Water | 1250000 | 2010-01-01 | 19 | Tehachapi District | Del Oro Water Company - Country Estates - Pipeline Project
2700787 | 001 | VEGA RD WS #01 | M | 5 | C | 438 | Existing tanks are very deteriorated and can not be repaired, resulting in inadequate water storage capacity. | Construct new water tank and associated appurtenances. | 175000 | 2000-01-01 | 5 | Monterey District
5601117 | 005 | SENIOR CANYON MUTUAL WATER CO | M | 5 | C | 450 | Needs adequate size line from storage tank to Thatcher Road to comply with Water Works standards. | Replace line from tank to distribution system. | 96090 | 1998-01-01 | 6 | Santa Barbara District
4000568 | 005 | SAN SIMEON CSD | M | 5 | C | 499 | The 74-foot-long open pipe utility bridge is located over the Arroyo del Juan Creek (approximately 100 yards east of the Pacific coast shoreline and immediately north of the District's sewage treatment plant). This utility bridge supports a critical Dist | This project will replace or repair the bridge to assure water supply to residents for sanitary needs and fire protection. | 225000 | 2010-01-01 | 6 | Santa Barbara District | San Simeon Pipe Bridge Repair/Replacement
4000568 | 006 | SAN SIMEON CSD | M | 5 | C | 499 | The District operates and maintains over 2 miles of predominately Asbestos-cement distribution piping. The majority of this pipe is undersized and does not provide adequate fire protection for the community. According to records, the District also exper | This project is intended to address water distribution system deficiencies identified in the District's 2007 Water Master Plan. The existing potable water system consists of more than 2 miles of distribution piping. The majority of the transmission pipi | 1370000 | 2010-01-01 | 6 | Santa Barbara District | San Simeon Waterline Repair and Improvement
4000568 | 007 | SAN SIMEON CSD | M | 5 | C | 499 | The outlet pipe from the District Reservoir does not have adequate capacity as identified in the District Water Master Plan. | Project involves replacing approximately 850 feet of 8-inch ACP pipe with 12-inch PVC pipe to provide water supply and fire protection to the community. | 276000 | 2010-01-01 | 6 | Santa Barbara District | District Reservoir Outlet Pipe Upgrade
4000568 | 009 | SAN SIMEON CSD | M | 5 | C | 499 | This project is intended to address reliability issues that have occurred at the wellfield due to the age and condition of the facilities. | San Simeon relies solely on groundwater wells for its potable water supply. Two wells located in the Pico Creek Basin provide the District with water for commercial, residential, and fire protection uses. Through careful operation and management, these | 395000 | 2010-01-01 | 6 | Santa Barbara District | Wellfield Rehabilitation Project
2800521 | 005 | CIRCLE WATER DISTRICT | M | 5 | C | 500 | The Circle Oaks Water District was established in 1963 with redwood tanks. The tanks have deteriorated considerably and lose water through leakage. We need bolted steel tanks to replace the existing redwood tanks. The tank urgently in need of replaceme | Replace the existing 50,000 gal redwood tank with a 125,000 gal bolted steel tank at the same hillside location. This will require demolition of the old tank, grading for the new tank footprint, fabrication on site of a reinforced concrete foundation to | 807415 | 2010-01-01 | 3 | Mendocino District | Circle Oaks Water System Improvement
3700909 | 003 | JULIAN COMMUNITY SERVICES DISTRICT | M | 5 | C | 578 | The Julian Community Services District (JCSD) serves the town site of Julian, CA with a population of 578. District also serves 4 schools. Well is contaminated with gasoline;09/09 NF | The proposed project would assist the Julian Community Services District (JCSD) in its' duty to provide a safe and wholesome water supply by providing a new well that is outside of the designated contamination zone as described in the previous problem des | 125000 | 2009-01-01 | 14 | San Diego District | Replacement of Well 6
3700909 | 004 | JULIAN COMMUNITY SERVICES DISTRICT | M | 5 | C | 578 | The Julian Community Services District (JCSD) serves the local CalFire Station and residence (Battalion 5), the Ray Redding Continuation High School, the Julian Union High School bus barn and maintenance facility and the Julian Post Office with a 55 year | Providing funds for this project will enable the District to replace 2,800 feet of 50 plus year old, undersized steel water main out to the Julian CalFire station and residence (Battalion 5), the local continuation high school, the high school bus barn an | 800000 | 2010-01-01 | 14 | San Diego District | Highway 78 Main Improvement and Nessl Tank
3610110 | 001 | ARROWBEAR PARK CWD | M | 5 | C | 582 | Undersized mainline | Replace mainline to WW stds. | 150000 | 1999-01-01 | 13 | San Bernardino District
3110048 | 001 | PLACER CSA - SHERIDAN | M | 5 | C | 600 | Lack of well capacity and storage | New wells and ground level water storage tank | 875000 | 2002-01-01 | 2 | Lassen District
1900803 | 008 | EL DORADO MUTUAL WATER CO. | M | 5 | C | 648 | We have no guaranteed emergency backup and only one well. AVEK is our only backup, and although they have always helped us out, the written agreement is that they can shut down our connection at any time. | Another well would give us an emergency backup in case our existing well stopped working. A new well would also provide 3 other mutuals emergency help if we were to intertie with them. | 250000 | 2010-01-01 | 15 | Metropolitan District | New Well El Dorado (2009)
2010011 | 001 | MADERA CO SA #1-INDIAN LAKES | M | 5 | C | 1175 | THE WATER SYSTEM NEEDS ADDITIONAL SOURCE AND STORAGE CAPACITY TO MEET THE GROWING DEMANDS OF THE SYSTEM. | INSTALL A NEW WELL AND A 750,000 GALLON STORAGE TANK. | 300000 | 1998-01-01 | 11 | Merced District
1710013 | 001 | CALLAYOMI COUNTY WATER DISTRICT | M | 5 | C | 1200 | The District is in need of additional storage capacity. Their system currently includes two tanks; a 500,000 gallon welded steel tank and a 125,000 gallon welded steel tank. Based on a corrosion report prepared in 2004 the 125,000 gallon tank is in need | The existing 125,000 gallon tank will be demolished and a 450,000 gallon tank will be installed in its place. The new tank will be a bolted steel tank in an effort to keep costs down and expedite the installation process. Also in an effort to reduce cos | 395000 | 2010-01-01 | 3 | Mendocino District | CCWD-Rabbit Hill Reservoir Improvements
1710013 | 002 | CALLAYOMI COUNTY WATER DISTRICT | M | 5 | C | 1200 | The Districts 500,000 gallon welded steel tank requires recoating to prevent additional deterioration. Based on a 2007 corrosion inspection report prepared for the tank, the interior is in poor condition with delamination below the water line and the ext | To prevent additonal corrosion, the District will move forward with this project as soon as possible. The existing water system is not able to meet demands during the summer months with this tank out of service. The interior coating will need to be appl | 169500 | 2010-01-01 | 3 | Mendocino District | CCWD-500,000 Gallon Potable Water Reservoir Rehabilitation Project
0410003 | 001 | DURHAM IRRIGATION DISTRICT | M | 5 | C | 1558 | Old watermains. Insufficient source capacity. | Replace water mains and increase capacity of new well. | 180000 | 1998-01-01 | 21 | Valley District
1910035 | 007 | KINNELOA IRRIGATION DIST. | M | 5 | C | 1650 | WW standards defects. Two (2) aged concrete reservoirs are in need of replacement. | Design and construct one larger concrete reservoir. | 400000 | 2000-01-01 | 7 | Hollywood District | Concrete res replacement
3710041 | 001 | MAJESTIC PINES COMMUNITY SD | M | 5 | C | 1964 | More water source is needed to reliably meet demands. New reservoir at whispering pines site. Line looping and intertie w/Julian CSD (see attachment). | See attachment | 100000 | 1998-01-01 | 14 | San Diego District
0310021 | 009 | AMADOR COUNTY SERVICE AREA #3/UNIT 6 | M | 5 | C | 2386 | Electrical and control systems were installed in the 1970’s at the Lake Camanche Village water system. The Department of Public Health noted in its 2008 inspection report for the system that well electrical and control systems at Lake Camanche were outda | Motor control center panels at three groundwater wells are in need of a high level of modification and maintenance on all electrical connections and mechanical devices. Electrical service panels need a high level of modification and maintenance on all e | 750000 | 2010-01-01 | 10 | Stockton District | Well Control Systems Replacement
4110020 | 001 | PALO ALTO PARK MUTUAL WATER COMPANY | M | 5 | C | 2500 | The existing water distribution pipelines in this area are asbestos cement pipe and are deteriorating quickly. As such, we are experiencing numerous leaks. These pipelines should be replaced with new pipeline of an approved material. | This project will consist of installation of 2,600 lineal feet, of new 8" diameter AWWA C900 PVC pipelines in Bell Street, Green Street and Glen Way in East Palo Alto, California. | 446250 | 2010-01-01 | 17 | Santa Clara District | Replacement of Asbestos Water Mains
4110020 | 004 | PALO ALTO PARK MUTUAL WATER COMPANY | M | 5 | C | 2500 | The water system useage is growing and a second water storage tank is necessary for system reliability as well as fire flow protection. | This project will consist of an installation of a new 350,000 gallon welded steel water tank at the yard of the existing facility in East Palo Alto, California. | 543750 | 2010-01-01 | 17 | Santa Clara District | New 350,000 Gallon Water Storage Tank
4110020 | 005 | PALO ALTO PARK MUTUAL WATER COMPANY | M | 5 | C | 2500 | Well No. 2 is failing and a replacement well needs to be installed to replace the 250gpm capacity of this well. | This project will consist of installation of a 700 foot deep borehole, gravel pack, screen well casing, well pump, wellhead piping, electrical system andappurtenances at the yard of the existing facility to replace this existing well. | 587500 | 2010-01-01 | 17 | Santa Clara District | Replacement Well for Failing Well No. 2
5510005 | 006 | TWAIN HARTE COMMUNITY SERVICES DISTRICT | M | 5 | C | 2568 | There is currently one clarifier within the water treatment system and it is very old. In year 2005 the clarifier tank was opened and pictures taken of some large, and well developed, rust spots on the tank inner walls. The recommended repair was to mitig | Re-line existing water treatment clarifier tank with new metal to eliminate exisitng structural integrity issues. | 75000 | 2010-01-01 | 11 | Merced District | Water Treatment Clarifier Refurbishment
5510005 | 007 | TWAIN HARTE COMMUNITY SERVICES DISTRICT | M | 5 | C | 2568 | Existing 40,000 gallon tank does not meet seis-mic standards and presents a safety hazard to the community. The existing tank does not provide sufficient flow for fire fighting. The existing tank is the only tank in the particular water loop and does not | Existing 40,000 gallon tank does not meet seis-mic standards and presents a safety hazard to the community. The existing tank does not provide sufficient flow for fire fighting. The existing tank is the only tank in the particular water loop and does not | 200000 | 2010-01-01 | 11 | Merced District | Twain Harte Cedar Pines Water Tank Replacement
5510005 | 008 | TWAIN HARTE COMMUNITY SERVICES DISTRICT | M | 5 | C | 2568 | Current SCADA contol system only has limited monitoring capability. System needs to be updated to allow for full monitoring capability and control ability. This will increase water conservation efforts and ensure quality standards are met. | Current SCADA Control system would be upgraded or replaced to allow for thorough monitoring and control of water treatment system. | 70000 | 2010-01-01 | 11 | Merced District | SCADA System Upgrade
5510005 | 009 | TWAIN HARTE COMMUNITY SERVICES DISTRICT | M | 5 | C | 2568 | Our water treatment system currently has only one multi-media pressure filter installed. Because there is no redunancy the system is always subject to failure. Our water source is via an open ditch and it is critical that minimal down-time be incurred. | A new tank has been purchased by the services district and needs to be installed. This will require meida placement and several connections to be added to both the tank as well as the treatment plant. Monitoring and metering equipment will also need to be | 175000 | 2010-01-01 | 11 | Merced District | Twain Harte Secondary Water Treatment Filter
5510005 | 010 | TWAIN HARTE COMMUNITY SERVICES DISTRICT | M | 5 | C | 2568 | Water District currently has a new 44,000 gallon potable storage tank installed but is having trouble funding the connection of that tank to the distribution system. | New tank is installed but needs to be connected to the system. New piping and an in ground vault will be used to connect to the system. This will increase district storage by 44,000 gallons. | 19000 | 2010-01-01 | 11 | Merced District | Sherwood tank Connections
5510005 | 011 | TWAIN HARTE COMMUNITY SERVICES DISTRICT | M | 5 | C | 2568 | Water District currently has a relatively new 50,000 gallon backwash tank that is not connected to the treatment system. This does not allow our current system to be backwashed as thoroughly as it could be. | Underground piping and valving to be used to connect the tank properly. | 25000 | 2010-01-01 | 11 | Merced District | Backwash Tank
2310007 | 009 | NORTH GUALALA WATER COMPANY | M | 5 | C | 2595 | Insufficent storage of finished water to meet 3 day demand in an emmergency.Source water piping is across San Andreas Fault Line and in flood prone zone.A Partial solution to the Calif. Department of Public Health Compliance Order #02-03-08CO-002 issued S | The construction of one (1) 428,000 gallon storage tank at the Top of Pacific Woods Rd. project is a partial solution for the storage & distribution infrastructure. | 648288 | 2010-01-01 | 3 | Mendocino District | 428,000 Storage tank Top Pacific Woods
2310007 | 011 | NORTH GUALALA WATER COMPANY | M | 5 | C | 2595 | Per Calif. Department of Public Health Compliance Order #02-03-08CO-002 Section 116555(a)(3) which requires the utility to supply reliable and adequate potable water.Inability to supply 20 psi during power outages to various pressure zones within distribu | Install new emergency generators at pumping stations. Design and install alarms and controls at pumping stations, remote storage tanks, and any new sources including a central monitoring system. Install meters with recording devices to demonstrate compl | 450000 | 2010-01-01 | 3 | Mendocino District | Generators, System Automation, and Monitoring/Reporting Equipment
2310007 | 012 | NORTH GUALALA WATER COMPANY | M | 5 | C | 2595 | Calif. Department of Transporation (Caltrans) is replacing various failed Shoreline Highway One culvert under drains which requires that the North Gualala Water Company's main water distribution line be relocated at Milepost 3.87, Milepost 3.90 and Milepo | Relocate North Gualala Water Company's water distribution main in Calif. Department of Transportion right-of-way per mandate. Cal Trans issued encroachment permit # 0108-N-UR-0245 for this work. It is now ready for construction. | 48000 | 2010-01-01 | 3 | Mendocino District | Main Line Realignment in State Highway 1-Cal Trans Mandate
2310007 | 013 | NORTH GUALALA WATER COMPANY | M | 5 | C | 2595 | Existing storage capacity will not meet domestic and fire flow requirements. Per CDPH Compliance Order #02-03-08CO-002 section 64554 and section 116555 (a)(c) CCR Title 22. | Construct two(2) new 141,000 gallon bolted steel storage tanks including piping, automated controls, alarms, and monitoring systems. | 575280 | 2010-01-01 | 3 | Mendocino District | Anchor Bay Tanks
2310007 | 014 | NORTH GUALALA WATER COMPANY | M | 5 | C | 2595 | This project is to replace aging under sized water mains that can not meet domestic demands while under minimum fire flows, or which cannot even meet minimum pressure standards for domestic service during times of peak domestic demand. These deficient wa | Replace exisiting under sized water mains with new water mains with sufficent capacity. This project is to only provide adequate service to existing customers and bring the system into compliance with the State Office of Drinking Water Standards and Calif | 2982808 | 2010-01-01 | 3 | Mendocino District | Water Main Replacements - Compliance Order
2810007 | 001 | TOWN OF YOUNTVILLE | M | 5 | C | 3000 | Existing water main is a combination of 6" and 8" diameter constructed of ACP and thinwall PVC pipe with a system water pressure of approximately 80 to 90 PSI depending on location. This project intends to replace these pipes with new C900 pipes rated at | This project will replace about 4300 feet of existing water main comprised of a combination of 6" and 8" pipe constructed of either ACP and thinwall PVC. All pipes will be replaced with C900 Class 200 PVC pipe. All valves, hydrants, fittings will be repla | 500000 | 2010-01-01 | 3 | Mendocino District | Water Main Replacement - Oak Circle
2810007 | 002 | TOWN OF YOUNTVILLE | M | 5 | C | 3000 | Existing water main is a combination of 2", 6" and 8" diameter constructed of ACP and thinwall PVC pipe with a system water pressure of approximately 80 to 90 PSI depending on location. This project intends to replace these pipes with new C900 pipes rated | This project will replace about 350 feet of existing water main comprised of a combination of 2", 6" and 8" pipe constructed of either ACP and thinwall PVC. All pipes will be replaced with C900 Class 200 PVC pipe. All valves, hydrants, fittings will be re | 170000 | 2010-01-01 | 3 | Mendocino District | Water Main Replacement - Yount Street, Crossroad to Cemetary
2810007 | 003 | TOWN OF YOUNTVILLE | M | 5 | C | 3000 | Existing water main is a combination of 6" and 8" diameter constructed of ACP, DIP and thinwall PVC pipe with a system water pressure of approximately 80 to 90 PSI depending on location. This project intends to replace these pipes with new C900 pipes rate | This project will replace about 800 feet of existing water main comprised of a combination of 6" and 8" pipe constructed of either ACP, DIP or thinwall PVC. All pipes will be replaced with C900 Class 200 PVC pipe. All valves, hydrants, fittings will be re | 100000 | 2010-01-01 | 3 | Mendocino District | Water Main Replacement - Yountville Crossroad, Talent to Town Limit
2810007 | 004 | TOWN OF YOUNTVILLE | M | 5 | C | 3000 | A DHS Mandate has been issued to provide a pipe end blow off at the end of Tallent Lane, Mesa Court, Webber Street, Madison Street, Heritage Way, and at the north end of Yount Street. This project will install or update the blow off in these locations. | This project will either install a new blow off, replace an existing existing blow off, or relocate an existing blow off at a number of locations in town. These locations include the end of Tallent Lane, Mesa Court, Webber Street, Madison Street, Heritage | 45000 | 2010-01-01 | 3 | Mendocino District | Installation of Pipe End Blow Off's
2810007 | 005 | TOWN OF YOUNTVILLE | M | 5 | C | 3000 | The Town's water system is supplied from an existing connection to the water system from Rector Reservoir, which supplies water to the Yountville Veterans Home. Water pressure averages 100 to 110 psi in the main feeding the Veterans Home, and must be redu | The Town has 2 existing connections to the water main feeding the Yountville Veteran's Home. This project will replace the existing water pressure regulators and bypass valves which both supply and protect the Town's water distribution system. | 40000 | 2010-01-01 | 3 | Mendocino District | Replacement of Water Pressure Reduction System at 2 locations
2810007 | 006 | TOWN OF YOUNTVILLE | M | 5 | C | 3000 | Existing water main is a combination of 6" and 8" diameter constructed of ACP and thinwall PVC pipe with a system water pressure of approximately 80 to 90 PSI depending on location. This project intends to replace these pipes with new C900 pipes rated at | This project will replace about 350 feet of existing water main comprised of a combination of 6" and 8" pipe constructed of either ACP and thinwall PVC. All pipes will be replaced with C900 Class 200 PVC pipe. All valves, hydrants, fittings will be replac | 50000 | 2010-01-01 | 3 | Mendocino District | Water Main Replacement - Yount Street from Madison to Crossroad
2810007 | 007 | TOWN OF YOUNTVILLE | M | 5 | C | 3000 | Existing water main is a combination of 6" and 8" diameter constructed of ACP and thinwall PVC pipe with a system water pressure of approximately 80 to 90 PSI depending on location. This project intends to replace these pipes with new C900 pipes rated at | This project will replace about 1200 feet of existing water main comprised of a combination of 6" and 8" pipe constructed of either ACP and thinwall PVC. All pipes will be replaced with C900 Class 200 PVC pipe. All valves, hydrants, fittings will be repla | 150000 | 2010-01-01 | 3 | Mendocino District | Water Main Replacement - Yount Street, Mount to Finnell
3910017 | 002 | SAN JOAQUIN COUNTY-MOKELUMNE ACRES | M | 5 | C | 3640 | WATER SYSTEM NEEDS LOOPING | ADD WATER LINES TO LOOP ENTIRE SYSTEM. (SAYS CONSOLIDATION, BUT DOES NOT SEEM POSSIBLE.) OTHER = DESIGN AND CONSTRUCTION. | 400000 | 1998-01-01 | 10 | Stockton District
2310008 | 002 | REDWOOD VALLEY COUNTY WATER DISTRICT | M | 5 | C | 3969 | Shortage of treated water storage. | Construct a 500,000 gal treated water storage tank. | 365000 | 1998-01-01 | 3 | Mendocino District | Storage tank (1997)
2310008 | 003 | REDWOOD VALLEY COUNTY WATER DISTRICT | M | 5 | C | 3969 | A long run of 6 inch dead end line creates restricted flow in an area of the District distribution system with the highest demand. | Install 2100 LF of 8 inch main line to loop system and provide improved service characteristics. | 130000 | 1998-01-01 | 3 | Mendocino District | Distribution system rehabilitation (1997)
2310008 | 004 | REDWOOD VALLEY COUNTY WATER DISTRICT | M | 5 | C | 3969 | Inadequate pump capacity which prevents district form utilizing the full treatment capacity of its water treatment plant. | Replace a 40 HP pressurization pump with a 60 HP pump to increase plant capacity from 1.5 MGD to 2.23 MGD. | 15000 | 1998-01-01 | 3 | Mendocino District | Pump replacement (1997)
1910165 | 001 | VALLEY VIEW MUTUAL WATER CO. | M | 5 | C | 4074 | Replace undersized main lines and service lines, possible drilling of new well to replace well that went dry. | Low pressure on the old main lines, possible storage tanks installation plus a chlorination system. | 500000 | 1999-01-01 | 7 | Hollywood District
3410007 | 001 | DEL PASO MANOR COUNTY WATER DI | M | 5 | C | 4458 | The Carmichael Water District is facing the possible District wide loss of groundwater supply to a regional groundwater contamination plume originating at the Gencorp Aerojet industrial site in Rancho Cordova. The District relies on high quality groundwa | This project will construct a pipeline, pump station and well within the Del Paso Manor Water District Service area for supplemental water supply to the Carmichael Water District in the event of severe reductions in surface water resources. | 2120000 | 2010-01-01 | 9 | Sacramento District | Conjunctive Use Joint Project with Carmichael Water District
3410007 | 002 | DEL PASO MANOR COUNTY WATER DI | M | 5 | C | 4458 | Existing well equipment is approximately 60 years old and at the end of useful service. Failure of this facility will adversely impact a regional communication center. | This project will install upgraded electrical control system and install a standby power temporary connection for water supply to existing critical ATT telecommunications facilities cooling equipment. | 201600 | 2010-01-01 | 9 | Sacramento District | AT&T Building Water Reliability Project
2010005 | 002 | YOSEMITE SPRING PARK UTIL CO | M | 5 | C | 4653 | Mainline/Service Line ReplacementsMainline/service line failures occur annually in our system at an average rate of 45/170 respectfully for the past 10 years. These failures create customer outages, sometime over very large areas of the distribution syste | Mainline/Service Line ReplacementsWe intend to replace approximately 11 miles of mainline and related service lines and appurtenances ranging in size from 4” to 10” diameter. By replacing these, the most vulnerable lines, we will greatly reduce the number | 12400000 | 2010-01-01 | 11 | Merced District | Mainline Replacements and 3-Series Boosters Upgrades
2010005 | 003 | YOSEMITE SPRING PARK UTIL CO | M | 5 | C | 4653 | Storage Tank #4 (1/2MG) is the final tank in our system to be converted from a common inlet/outlet configuration to a top fill/bottom drain configuration. The current common inlet/outlet design creates the potential for storage water stagnation which coul | We intend to install check valves and new piping to force all incoming water to enter the tank from the top rear of the tank and force out going water to leave the tank from the current exit location at the front bottom of the tank. Additionally, we will | 300000 | 2010-01-01 | 11 | Merced District | Storage Tank Conversion, Common Inlet/Outlet to Top Fill/Bottom Drain
2010005 | 004 | YOSEMITE SPRING PARK UTIL CO | M | 5 | C | 4653 | Well 31A and 35A both produce water to a pressure zone in an area where the head pressure is approximately 165 psi. Since these wells produce directly to the distribution system against this pressure, premature well failure of the pump and/or motor is com | This project involves the installation of an iron/manganese removal treatment system followed by a storage reservoir. From the storage reservoir, the water would be piped to the distribution system through one of three booster pumps. This would eliminate | 800000 | 2010-01-01 | 11 | Merced District | Rehabilitation of Wells 31A and 35A providing iron/manganese removal
4010014 | 006 | CAMBRIA COMM SERVICES DIST | M | 5 | C | 6500 | The Cambria Community Services District adopted a water master plan on Septmber 25th, 2008 that identified critical water supply and distribution system infrastructure improvements that are needed to protect health and safety. Hydraulic analyses conducte | The project will install aproximately 550 feet of 14-inch diameter water main between the District's Pine Knolls storage tanks and Hillcrest Drive in Cambria, California. Work will consist of sheeting and shoring, trenching, pipeline installation, testin | 225000 | 2010-01-01 | 6 | Santa Barbara District | Pine Knolls Connector Pipeline
4010014 | 007 | CAMBRIA COMM SERVICES DIST | M | 5 | C | 6500 | The Cambria Community Services District completed a lengthy Water Master Planning process that was ultimately adopted by its Board of Directors on September 25th, 2008. A main purpose of the water master plan was to identify water supply and water distri | The project will consist of a new 365,000- gallon welded-steel storage tank at the District's existing Stuart Street tank facility. The new tank will be 52 feet in diameter and 23 feet high. The project will also include the replacement of undersized i | 971000 | 2010-01-01 | 6 | Santa Barbara District | Stuart Street Tank No. 3
4010014 | 008 | CAMBRIA COMM SERVICES DIST | M | 5 | C | 6500 | The Cambria Community Services District completed a lengthy water master planning process, which was ultimately adopted by its Board of Directors on September 25th, 2008. The water master plan identified several key infrastructure deficiencies within the | The new pumping sation will consist of two fire pumps, each rated at 2500 gallons per minute (gpm) capacity, as well as an emergency power generator. Three 735 gpm pumps will provide domestic water service. Connecting pipelines will also be increased in | 2262200 | 2010-01-01 | 6 | Santa Barbara District | Rodeo Grounds Pumping Station Replacement
3610062 | 006 | RUNNING SPRINGS WATER DISTRICT | M | 5 | C | 6713 | Old, undersized steel mainline | Replace 4450 ft of main | 267000 | 1998-01-01 | 13 | San Bernardino District | Distribution system replacement
3410003 | 001 | GOLDEN STATE WATER CO - ARDEN WATER SERV | M | 5 | C | 6796 | No remote monitoring. | Install automation and telemetry. | 20000 | 1998-01-01 | 9 | Sacramento District
1510045 | 002 | GOLDEN HILLS CSD | M | 5 | C | 7434 | District operates on thirteen wells. Nine wells have an output of less than 300 gpm., three have an output of less than 100 gpm. | Construct 4 new wells. Other - Design/Construction | 400000 | 1998-01-01 | 19 | Tehachapi District
1510045 | 004 | GOLDEN HILLS CSD | M | 5 | C | 7434 | District is utilizing it's full capacity from the existing usable wells, all located within our adjudicated area. | Develop and construct a system of wells in our nonadjudicated area, while continuing to increase our water rights. Other - Design/Construction | 800000 | 1998-01-01 | 19 | Tehachapi District
1510045 | 005 | GOLDEN HILLS CSD | M | 5 | C | 7434 | Current district storage capacity only provides water for 24 hours. | Construct a 1mg storage tank. Other - Design/Construction | 500000 | 1998-01-01 | 19 | Tehachapi District
2610001 | 002 | MAMMOTH CWD | M | 5 | C | 8214 | The Mammoth Community Water District (MCWD) water distribution system includes several thousand feet of aging water distribution mains that are subject to increasing leakage and repairs. Unaccounted for water volumes within the MCWD water distribution sy | Mammoth Community Water District proposes to remove and replace 12,000 lineal feet of aging water distribution mains with Ductile Iron Pipe and appurtenances per current AWWA standards. These pipeline replacements include about 5,700 feet of pipeline alon | 2640000 | 2010-01-01 | 13 | San Bernardino District | Mammoth Community Water District: Water Main Replacements
2610001 | 007 | MAMMOTH CWD | M | 5 | C | 8214 | The Mammoth Community Water District (MCWD) water distribution system includes several thousand feet of aging water distribution mains that are subject to increasing leakage and repairs. Unaccounted for water loss volumes within the MCWD water distributio | MCWD proposes to remove and replace 12,000 lineal feet of aging water distribution mains with new Ductile Iron Pipe and appurtenances per current AWWA standards. The pipeline replacement will result in decreased water losses and increased operational effi | 1900000 | 2010-01-01 | 13 | San Bernardino District | MCWD: Replacement of Aging Water Distribution Mains
0310012 | 010 | ACWA BUCKHORN PLANT | M | 5 | C | 8508 | The Buckhorn Water System raw-surface water source supply is subject to water outages, system interruptions, potential interruptions as a direct result of as many as 23 annual power failures during winter weather conditions, i.e., mudslides, snow storms; | a. The project will construct a gravity supply line consisting of 33,300 lineal feet of 20-inch pipe diverting raw surface source water from the Tiger Creek regulator to the Buckhorn Water Treatment Plant. The conversion of the existing pumped, high elect | 8000000 | 2010-01-01 | 10 | Stockton District | Buckhorn Water System Gravity Source Supply Pipeline
2910006 | 025 | NEVADA ID - LOMA RICA | M | 5 | C | 11814 | The proposed pipeline will replace an aging system that has required numerous repairs. The system is a mixture of 2" - 6" pipes that were constructed by private parties prior to the District assuming responsibility of them. The system often suffers from | The "Woodrose Way, Timburr Ln, Star Dr and Hollydale Rd Watermain Replacement Project" is to construct approximately 3760 feet of 8" pipe, 480 feet of 6" pipe and 410 feet of 4" pipe. Additionally, fire hydrants, service boxes and other necessary appurte | 804881.5 | 2010-01-01 | 21 | Valley District | Tim Burr, Star, Woodrose, & Hollydale Waterline Replacement Project
3910015 | 001 | CITY OF LATHROP | M | 5 | C | 12427 | Aging network of small diameter mains in oldest part of town | Replace network with larger diameter mains. | 4500000 | 2000-01-01 | 10 | Stockton District
1310006 | 004 | IMPERIAL, CITY OF | M | 5 | C | 12752 | Obsolete water mains and valves. Inadequate valving (potential hazard to large sections of City in the event of water main failure and shut down). | Start program to replace obsolete mains and valves | 500000 | 1998-01-01 | 14 | San Diego District | Distribution system replacement (1997)
0710002 | 004 | GOLDEN STATE WATER COMPANY - BAY POINT | M | 5 | C | 16715 | replace aging distribution water main to improve system reliability and water quality. | Replace 500' of 2" OD steel water main. | 35000 | 1998-01-01 | 4 | San Francisco District
1910245 | 005 | SANTA FE SPRINGS - CITY, WATER DEPT. | M | 5 | C | 17438 | Low pressure in Zone 1. | Install booster station. | 750000 | 2005-01-01 | 22 | Angeles District | New booster station
3610120 | 009 | PHELAN PINON HILLS CSD | M | 5 | C | 20681 | These projects are the initial phase in an overall water infrastructure improvement program, which has been conceived and developed by the PPHCSD to provide supply reliability within its water system. The program is intended to upgrade the Districts’ wate | Water transmission mains will be constructed improve the movement of water across the PPHCSD’s water distribution system together to provide the ability to shift water across the system in the event of system shutdown due to seismic damage or operational | 5000000 | 2010-01-01 | 13 | San Bernardino District | Water System Rehabilitation
1910143 | 001 | SAN FERNANDO-CITY, WATER DEPT. | M | 5 | C | 23564 | Reservoir No. 4 was damaged in the 1994 Northridge earthquake. Replacement storage is needed to maintain system pressure. | Replace the 1.0 million gallon system storage Reservoir No. 4. Project involves: Design to solve problem, and Construction | 2500000 | 2000-01-01 | 16 | Central District
1910143 | 002 | SAN FERNANDO-CITY, WATER DEPT. | M | 5 | C | 23564 | Several key water system transmission lines are damaged from earthquake activity and system aging. Frequent leakage repair creates a potential for water system contamination. | Design and replace approximately 1.75 miles of 18-inch water transmission lines. | 1100000 | 1999-01-01 | 16 | Central District
1910143 | 004 | SAN FERNANDO-CITY, WATER DEPT. | M | 5 | C | 23564 | WW standards defect. Reliability of outdated telemetry system. | Upgrade to a computerized telemetry system. Project involves: Study, Design, and Construction | 180000 | 2000-01-01 | 16 | Central District
4910013 | 004 | VALLEY OF THE MOON WATER DISTRICT | M | 5 | C | 23858 | Low-head lines in system. | Install new larger lines and booster pumps. | 1800000 | 1998-01-01 | 18 | Sonoma District
4910013 | 006 | VALLEY OF THE MOON WATER DISTRICT | M | 5 | C | 23858 | Low-head lines in system. | Install Booster pumps and transmission/distribution pipelines. | 550000 | 1999-01-01 | 18 | Sonoma District
4910013 | 007 | VALLEY OF THE MOON WATER DISTRICT | M | 5 | C | 23858 | Low-head lines in system. | New distribution pipelines. | 550000 | 2000-01-01 | 18 | Sonoma District
4910013 | 008 | VALLEY OF THE MOON WATER DISTRICT | M | 5 | C | 23858 | Low-head lines in system. | New distribution pipelines. | 800000 | 2001-01-01 | 18 | Sonoma District
3710027 | 001 | VISTA IRRIGATION DISTRICT | M | 5 | C | 26708 | Public health and safety concerns associated with age and deterioration of the low head Vista Flume (potable water conveyance system). See Attachemt 1 and 3. | Permanent replacement of Vista Flume with pressure pipeline. See Attachement 2 and 3. | 15000000 | 1998-01-01 | 14 | San Diego District | Vista Flume Replacement (1997)
3110005 | 001 | PLACER CWA - AUBURN/BOWMAN | M | 5 | C | 27199 | Does not have a standby generator and when power is lost, the plant does not operate. The water treatment plant does not have the required level of reliability as stated in SWTR Section 64659. | Install standby diesel generator. Involves design and construction. | 200000 | 1999-01-01 | 2 | Lassen District
3410021 | 007 | SAN JUAN WATER DISTRICT | M | 5 | C | 33792 | This 24" pipeline will be installed during the middle phase of the Auburn-Folsom Road widening by Placer County this summer. It will provide critical supply redundancy, for the first time, to two large pressure zones serving 20,000 people in Granite Bay. | This project is a 6,000 foot extension of 24" transmission main, including a pressure control valve and inter-tie with another large pressure zone. This critical transmission main has been desired for decades and must be installed when the road is being | 1000000 | 2010-01-01 | 9 | Sacramento District | Auburn-Folsom Road Widening/Water Transmission Main - Middle Phase
3110004 | 002 | CITY OF LINCOLN | M | 5 | C | 38000 | Well 02-Airport South (Well 02) is a critical element of the City's conjunctive-use program, with groundwater meeting about 10% of annual demand and about 20% of monthly seasonal demand from 5 wells. Well 02 cannot meet distribution system discharge head | The Well 02-Airport South (Well 02) Equipment Replacement and Upgrade Project (Project) includes removal, replacement and upgrades to the production facilities components related to Well 02. The Project includes the following major components:- Removal of | 980000 | 2010-01-01 | 2 | Lassen District | City Well 02-Airport South - Equipment Replacement and Upgrade
3410004 | 002 | CARMICHAEL WATER DISTRICT | M | 5 | C | 40000 | Water main is causing water quality and delivery problems. | Replace 35 miles of water main. Involves design and construction. | 17000000 | 1999-01-01 | 9 | Sacramento District | Water main replacement project (1997)
3410004 | 010 | CARMICHAEL WATER DISTRICT | M | 5 | C | 40000 | The Carmichael Water District is facing the possible District wide loss of groundwater supply to a regional groundwater contamination plume originating at the Gencorp Aerojet industrial site in Rancho Cordova. The District relies on high quality groundwa | This project will construct a pipeline, pump station and well within the Del Paso Manor Water District Service area for supplemental water supply to the Carmichael Water District in the event of severe reductions in surface water resources. | 1100000 | 2010-01-01 | 9 | Sacramento District | Conjunctive Use Joint Project with Del Paso Manor Water District
3410004 | 011 | CARMICHAEL WATER DISTRICT | M | 5 | C | 40000 | Groundwater contamination has caused the Carmichael Water District to revised its water supply planning away from the historical reliance on a conjunctive supply of surface water and groundwater. The contamination is coming from the Gencorp/Aerojet regio | This project will install approximately 18,000 feet of 18-inch diameter transmission main, service conversions, and connect the Carmichael Water District (District) surface water treatment plant with the District’s largest storage reservoir. The work is | 3960000 | 2010-01-01 | 9 | Sacramento District | Fair Oaks Boulevard Pipeline Replacement Project
3610029 | 007 | MONTE VISTA CWD | M | 5 | C | 51014 | Old undersized mainline | Replace mainline Phase I | 410000 | 1998-01-01 | 13 | San Bernardino District
3610029 | 008 | MONTE VISTA CWD | M | 5 | C | 51014 | Old undersized mainline | Replace mainline Phase II | 2200000 | 1999-01-01 | 13 | San Bernardino District
3610029 | 009 | MONTE VISTA CWD | M | 5 | C | 51014 | Old undersized mainline | Replace mainline Phase III | 2200000 | 2000-01-01 | 13 | San Bernardino District
3610029 | 010 | MONTE VISTA CWD | M | 5 | C | 51014 | Old undersized mainline | Replace mainline Phase IV | 2200000 | 2001-01-01 | 13 | San Bernardino District
3610029 | 011 | MONTE VISTA CWD | M | 5 | C | 51014 | Old undersized mainline | Replace mainline Phase V | 2200000 | 2002-01-01 | 13 | San Bernardino District
5710006 | 004 | CITY OF WOODLAND | M | 5 | C | 56000 | This tank is needed for emergency fire flow. It will also enable proper mixing of poor quality water with good quality water which can eventually reduce the cost of drilling wells. | This project involves the installation od 2 million gallons tank and a pump staion to improve system presure. | 3000000 | 2010-01-01 | 9 | Sacramento District | Ground Level Tank Construction
5710006 | 006 | CITY OF WOODLAND | M | 5 | C | 56000 | Currently Well 22 produces water with high sand content in excess of 5 ppm, well 15 has suction screen failure which has also led to high sand water content in excess of 5 ppm. The two wells also have an upward sloping nitrate concentration. | This is to replace existing wells due to sand intrution in excess of 5ppm and to curtail rising nitrate concentration. This project invove the replacement of the below ground structures | 1250000 | 2010-01-01 | 9 | Sacramento District | Replacement of Well 15 and 22
5710006 | 007 | CITY OF WOODLAND | M | 5 | C | 56000 | The project is aimed at improving fire flow to the south west area of the City. It is also aimed at increasing emergency storage for the City in order to comply with Title 22 and Water Code requirements. | At the moment there is a 300,000 gallons existing tank that was constructed 50 years ago. This tank does not meet the current Siesmic Code, the replacement tank is aimed at complying with the current Siesmic Code. The replacement tank will be a 400,000 ga | 4500000 | 2010-01-01 | 9 | Sacramento District | Water Tank Replacement Project
5710006 | 011 | CITY OF WOODLAND | M | 5 | C | 56000 | These wells has nitrate levels above the 45Mg/L, they need to be replaced in order to comply with drinking water standard. | This project involves the replacement of the below fround structures. The above ground structure of the existing wells will be re-utilize for the new well. | 6500000 | 2010-01-01 | 9 | Sacramento District | Repplacement of well 17,6,10,1
1910211 | 001 | PARK WC - BELLFLOWER-NORWALK F | M | 5 | C | 66256 | Aged wells are declining in both production and water quality. | Preliminary and final design and construction of replacement well. | 1180000 | 1999-01-01 | 22 | Angeles District | Well replacement project
1910009 | 007 | VALLEY COUNTY WATER DIST. | M | 5 | C | 77130 | Expected shortage of water supply, based upon present growth projections for the fiscal year 1998/99. Need additional source of supply. | Design and construct a new 3,500 gpm groundwater replacement well. | 550000 | 2000-01-01 | 15 | Metropolitan District | New well (1997)
1910102 | 011 | PALMDALE WATER DIST. | M | 5 | C | 105234 | The project will target the replacement of the existing water mains that were constructed between 1950 and 1965 which totals approximately 125,000 linear feet of water main ranging in size of 6-inch to 16-inch. The subject water mains are experiencing a h | The project will target the replacement of the existing water mains that were constructed between 1950 and 1965 which totals approximately 125,000 linear feet of water main ranging in size of 6-inch to 16-inch. The Palmdale Water District (District) has h | 10000000 | 2010-01-01 | 7 | Hollywood District | Palmdale Water Districy - Water Main Replacement Program
3010022 | 001 | GOLDEN STATE WC - WEST ORANGE | M | 5 | C | 108995 | Reliability of distribution system disinfection residual. | Study the need to install chloramination facilites. | 85000 | 1998-01-01 | 8 | Santa Ana District | Chloramination study
3610041 | 002 | SAN GABRIEL VALLEY WC - FONTANA | M | 5 | C | 153647 | Single transmission line supplies majority of water to system | Construct additional transmission line with intertie to adjacent utility | 1250000 | 1998-01-01 | 13 | San Bernardino District | Reliability - Additional Transmission Lines
3610041 | 007 | SAN GABRIEL VALLEY WC - FONTANA | M | 5 | C | 153647 | Well F13A at risk for VOC contamination from landfill upstream. | Construct treatment facility | 2000000 | 1999-01-01 | 13 | San Bernardino District | Well F13A - VOC risk - treatment
3610041 | 008 | SAN GABRIEL VALLEY WC - FONTANA | M | 5 | C | 153647 | Well F24A at risk for VOC contamination from landfill upstream. | Construct treatment facility | 2000000 | 1999-01-01 | 13 | San Bernardino District | Well F24A - VOC risk - treatment
3610041 | 009 | SAN GABRIEL VALLEY WC - FONTANA | M | 5 | C | 153647 | Well F26A at risk for VOC contamination from landfill upstream. | Construct treatment facility | 2000000 | 1999-01-01 | 13 | San Bernardino District | Well F26A - VOC contam treatment
3610041 | 010 | SAN GABRIEL VALLEY WC - FONTANA | M | 5 | C | 153647 | Well shutdown due to high nitrate contamination | Construct nitrate removal facility | 5000000 | 2002-01-01 | 13 | San Bernardino District | treat well for nitrate (standby well)
1910039 | 010 | SAN GABRIEL VALLEY WATER CO.-EL MONTE | M | 5 | C | 161945 | Existing transmission pipeline providing water to the Hacienda Heights area is nearly 60 years old and must be replaced | Install a 30-inch diameter pipeline to deliver a reliable water supply to the Hacienda Heights portion of San Gabriel's service area. | 2000000 | 2007-01-01 | 22 | Angeles District | Replace 60 year old pipeline to Hacienda Heights
3410001 | 027 | SACRAMENTO SUBURBAN WATER DISTRICT | M | 5 | C | 177000 | There are currently over 710 miles of 4” to 12” water mains throughout the District. Approximately 158 miles of these water mains are located in back and side-yard easements which makes access for repair and maintenance difficult. The locations of these m | As part of this project, new water mains will be installed in the County streets or public right-of-ways, usually along the frontage of the properties served. Installing new water mains will improve water system reliability and reduce leaks and unaccounte | 3200000 | 2010-01-01 | 9 | Sacramento District | The Highlands Main Replacement Project
3710020 | 005 | SAN DIEGO - CITY OF | M | 5 | C | 1266731 | The South SD Reservoir was constructed in 1970. The improvements have been identified in the areas of cicil, structural, and corrosion control to bring the facility up to current seismic standards and comply with the DHS compliance agreement. | Safety, sanitation, appurtenance, exterior and interior surface restoration, cathodic protection, and structural improvements to the 5.2 million gallon tank. | 2500000 | 2003-01-01 | 14 | San Diego District | South SD reservoir
3710020 | 008 | SAN DIEGO - CITY OF | M | 5 | C | 1266731 | Existing reservoir is deteriorated and needs to be refurbished and strenghtened to meet current seismic standards. | Replacement of the 10 million gallon concrete reservoir with two 5 million gallon prestressed circular concrete reservoirs. | 6500000 | 2003-01-01 | 14 | San Diego District | Rancho Bernardo reservoir
3710020 | 060 | SAN DIEGO - CITY OF | M | 5 | C | 1266731 | This project is not associated with a current DPH Compliance Order, however it continues the structural work identified in Department of Public Health Compliance Order, No. 04-14-96-22, Compliance Items No. 16; No. 19; No. 24. These specific items mandat | The San Carlos Reservoir Interior Enhancements Project will install a synthetic membrane lining system to prevent leakage from the 5.0 MG pre stressed wire-wrapped concrete circular potable water tank located at the intersection of Wing Span Drive and Tom | 1167531 | 2010-01-01 | 14 | San Diego District | San Carlos Reservoir Enhancement
3710042 | 003 | SAN DIEGO COUNTY WATER AUTHORITY | M | 5 | C | 3140000 | Lack of distribution system for supplemental emergency water supplies from the San Vicente Reservoir to the second Aqueduct | Design and construction of a pump station and 12 mile pipeline from San Vicente Reservoir to the second aqueduct. | 100000000 | 1998-01-01 | 14 | San Diego District | Supplemental supply pipeline (San Vicente Res to SDCWA Aquaduct) (1997)
3710042 | 005 | SAN DIEGO COUNTY WATER AUTHORITY | M | 5 | C | 3140000 | The San Diego region typically experiences water shortages during periods of drought that are exacerbated by regulatory issues in Northern California concerning the Sacramento-San Joaquin Bay-Delta. Additionally, in the event of a seismic event in Califo | The San Vicente Dam Raise & Carryover Storage Project allows the San Diego County Water Authority to address the region’s vital water requirements by storing an additional 152,000 acre-feet of water, in support of its 3 million residents and a $171 billio | 100000000 | 2010-01-01 | 14 | San Diego District | San Vicente Dam Raise and Carryover Storage Project
5000132 | 001 | VALLEY HOME SCHOOL TEXAS | M | 5 | P | 26 | This funding would help replace all the potable water lines within our classroom building at the Texas Avenue Campus.(Harold Pope School) We have been fighting a lead contamination problem that has forced us to remove all classroom water fountains and sh | We were told that all potable water pipes from the well to all school site outlets, interior and exterior were to be replaced with new up-to-code materials. That means we will have to trench, abandonand replace old exterior pipe from the well to the clas | 60000 | 2007-10-01 | 10 | Stockton District | VHJSDTexas
2800569 | 001 | AETNA SPRINGS GOLF COURSE | M | 5 | P | 100 | 25,000 gal tank needs to be repaired or replaced. Chlorination system also needs to be relocated. | Purchase five 5,000 gal tanks. Move chlorination system to location of new tanks to provide more contact time. | 25000 | 1998-01-01 | 3 | Mendocino District
4400758 | 001 | RENAISSANCE HIGH SCHOOL | M | 5 | P | 250 | System is aging and is not adequate for present needs. | Replace two storage tanks and install two submersible well-pump motors. Construct a removable "shell" to surround the submersible well-pump. | 50000 | 1998-01-01 | 5 | Monterey District
3701909 | 002 | CUYAMACA OUTDOOR SCHOOL | M | 5 | P | 300 | The existing reservoir is a 100,000 gallon underground concrete vault. The structure is over 40 years old and the lining is in need of replacement. Additionally, there are some minor structural repairs that need to be completed (sealing cracks in the wall | We propose to use the funds to drain and clean the tank and refurbish the lining of the existing reservoir and repair all areas of deterioration. Additionally, we propose to install a filter system on the distribution side to eliminate particulates that r | 55000 | 2010-01-01 | 14 | San Diego District | Cuyamaca Reservoir Refurbishment and Filter Installation
5500152 | 001 | CURTIS CREEK ELEMENTARY SCHOOL | M | 5 | P | 595 | OLD WELL - INADEQUATE CAPACITY AND PRESSURE | HOOK UP SCHOOL TO PUBLIC WATER SYSTEM. OTHER - DESIGN AND CONSTRUCTION | 250000 | 2000-01-01 | 11 | Merced District
5500152 | 002 | CURTIS CREEK ELEMENTARY SCHOOL | M | 5 | P | 595 | OLD LEAKY DISTRIBUTION SYSTEM | INSTALL NEW WATERLINE REPLACEMENT. OTHER - STUDY, DESIGN AND CONSTRUCTION | 60000 | 1998-01-01 | 11 | Merced District | Distribution system replacement
4400757 | 001 | SALSIPUEDES ELEMENTARY | M | 5 | P | 790 | System is aging and is not adequate for present needs. | Replace storage tank and construct structure to enclose tanks. Construct an enclosure to surround the well-pump. Replace all water lines. | 60000 | 1998-01-01 | 5 | Monterey District | Replace storage tank and distribution system
4400750 | 001 | APTOS HIGH SCHOOL | M | 5 | P | 1925 | System is aging and is not adequate for present needs. | Replace two storage tanks and tank pads. Construct a 450 foot well. Construct an underground "vault" which completely encloses the submersible well-pump apparatus. | 400000 | 1998-01-01 | 5 | Monterey District | Replace storage tanks
1900620 | 001 | CAMP VALCREST | M | 5 | N | 25 | OLD INTAKE PIPES ARE INADEQUATE TO ALLOW PROPER WATER FLOW TO FILL UP THE 125,000 GAL RESERVOIR ON A MONTHLY BASIS. | REPLACE EXISTING 2" WATER INTAKE PIPES (140") WITH NEW 4" LINES TO MAIN WATER TANK. | 21000 | 1998-01-01 | 16 | Central District
2900508 | 001 | KINGVALE PROPERTY OWNER S WATER SYSTEM | M | 5 | N | 50 | Spring sources have inadequate capacity. | Install a well and storage/pressure system. Involves design and construction. | 50000 | 1999-01-01 | 21 | Valley District
4000652 | 001 | NORTHSHORE S & B, INC | M | 5 | N | 50 | Needs storage capacity to comply with Water Works standards. | Install new large tank (replace 3 each 7,500 gallon tanks with one 100,000 gallon tank) | 35000 | 1999-01-01 | 6 | Santa Barbara District
3700063 | 002 | FREEDOM RANCH | M | 5 | N | 60 | Existing well is beyond it's useful life. Casing failure has caused repeat microbial contamination. Repeated disinfection procedures have failed indicating a breach in the existing fifty foot seal. Do not drink order issued in June 2008. Chlorine injec | Construct new well, destruction of old well and all necessary electrical, distribution and treatment equipment to provide safe drinking water. | 250000 | 2010-01-01 | 14 | San Diego District | Well replacement
0900202 | 001 | CHILI BAR RIVER PARK WATER SYSTEM | M | 5 | N | 100 | Single well source is inadequate. | Find additional backup source and improve quality of present system. Involves study, design and construction. | 160000 | 1998-01-01 | 9 | Sacramento District
2600510 | 001 | VIRGINIA LAKES MUTUAL WATER CO. | M | 5 | N | 150 | Distribution system not constructed per water works standards. Distribution subject to freezing. Line rusting and deteriorating. | Replace 800 feet of old steel line with PVC burried at appropriate depth. | 100000 | 2000-01-01 | 13 | San Bernardino District
2900520 | 001 | CAMP ROSS RELLES WATER SYSTEM | M | 5 | N | 150 | Old tanks need replacing and needs second well for reliability. | Build 50,000 gallons of water storage on camp property 200 feet above the living area; plumbing from the well to the tanks and back. Possible new well or well upgrade. | 125000 | 1998-01-01 | 21 | Valley District
5500145 | 001 | SAN JOSE FAMILY CAMP | M | 5 | N | 200 | SYSTEM LACKS RELIABILITY SINCE IT HAS ONLY ONE WELL. B0TH SOURCE AND STORAGE CAPACITY IS MARGINAL, ESPECIALLY DURING LATE SUMMER. | DEEPEN THE EXISTING WELL BY 200 FEET, REPLACE AGING GALVANIZED LINES TO TANKS, AND ADD A NEW 10,000 GALLON TANK. | 40000 | 1998-01-01 | 11 | Merced District
5500141 | 001 | CAMP TAWONGA | M | 5 | N | 400 | NO BACKUP WELL, INADEQUATE STORAGE, NO CHLORINATION, UNEQUAL PRESSURE IN THE SYSTEM. | DRILL A SECOND WELL, ADD A 44,000 GALLON TANK, INSTALL CHLORINATION, LOOP THE SERVICE AREA. | 213000 | 1998-01-01 | 11 | Merced District
1910032 | 002 | FOOTHILL MUNICIPAL WATER DIST. | M | 0 | C | 0 | This pipeline replacement and interconnection will address reliability within both the Foothill Municipal Water District and Pasadena Water and Power systems. Approximately 1800 linear feet of aging pipeline will be replaced in the PWP system. Additiona | With this project an aging PWP pipeline will be replaced and an interconnection constructed between Foothill and Pasadena. Replacement will include 1200 linear feet of 24-inch ductile iron pipe and 600 linear feet 6-inch ductile iron pipe. The interco | 606760 | 2010-01-01 | 7 | Hollywood District | Windsor Reservoir Zone Pipe Replacement and Interconnection
1910032 | 003 | FOOTHILL MUNICIPAL WATER DIST. | M | 0 | C | 0 | This interconnection will address water supply reliability issues with Foothill. Foothill has only one interconnection to its imported water supplier (Metropolitan Water District of Southern California). When there is a shutdown or should there be an em | The interconnection will require the installation of 100 linear feet of 16-inch ductile iron pipe, 4 16 inch butterfly valves, 1 16-inch turbo meter, 1 16-inch ball valve, motor operator and orifice plate, 1 pressure sensor, 1 16-inch check valve and 2 me | 121770 | 2010-01-01 | 7 | Hollywood District | Sheldon Pressure Zone Interconnection
1500564 | 001 | HOMETOWN WATER ASSOCIATION | M | 0 | C | 25 | With only one well as a source of water supply, this public water system is deemed to have unreliable water supply. | Funds are needed to drill a second well or consolidate with nearby water system. The goal of the project is to ensure served people of a reliable domestic water supply. | 200000 | 2009-01-01 | 19 | Tehachapi District | Second Well for the Water System or inter-tie project for increasing the reliability of the water su
1500591 | 001 | SWEET WATER CO-OP | M | 0 | C | 25 | The water system has only one well. another source of supply is needed. | An intertie wit Inyokern CSD or drill a second well is needed. | 500000 | 2009-01-01 | 19 | Tehachapi District | Sweet Water CO-OP- Intertie with Inyokern CSD or Drill a Second Well
1500599 | 001 | CHOCTAW VALLEY MUTUAL WATER CO. | M | 0 | C | 25 | The water system has only one well. A second source of supply is needed | Drill a second well | 200000 | 2009-01-01 | 19 | Tehachapi District | Choctaw Valley MWC-Drill a Second Well
1502056 | 001 | CLARK STREET COMMUNITY WELL | M | 0 | C | 25 | Clark Street Community Well Water System has only one well and that well is hard rock well. Therefore, the water system is unreliable. | As part of this project, Clark Street Community Well Water System will either drill a new well or develop intertie with Erskine Creek Water Company | 500000 | 2009-01-01 | 19 | Tehachapi District | Clark Street Community Well-Second well/intertie with Erskine Creek WC
1503482 | 001 | RIO MESA MUTUAL WATER COMPANY | M | 0 | C | 25 | The water system has only one well. A second source of supply is needed | Drill a second well. | 200000 | 2009-01-01 | 19 | Tehachapi District | Rio Mesa MWC- Drill a Second Well
2210904 | 001 | GOLDEN HILL MOBILE HOME AND RV PARK | M | 0 | C | 25 | The existing water system has only one hardrock well. An additional well is needed to supplement the existing well. | The proposed project consists of the construction of a new well. | 200000 | 2009-01-01 | 11 | Merced District | New well to augment single well
4900665 | 001 | RUSSIAN RIVER MUTUAL WATER CO. | M | 0 | C | 25 | Upgrade transmission, treatment and storage. | Replace transmission lines, increase storage, and install treatment. | 75000 | 1999-01-01 | 18 | Sonoma District
5602132 | 001 | WATERS ROAD USERS GROUP | M | 0 | C | 25 | The Waters Road Domestic Users Group system supplies domestic and irrigation water to the 13 services in the service area. The system is comprised of a metered service from Ventura County Waterworks District 1 (WWD1), a small booster pump, and elevated st | The system modifications proposed for this project include the following:a)Acquisition of a larger easement to house the new equipment.b)Installation of a 105,000-gallon tank situated at the pump station to be filled by the WWD1 supply, and provide a rela | 377400 | 2010-01-01 | 6 | Santa Barbara District | Waters Road Permanent New Booster Pump and Storage Facility
1502666 | 001 | WILCOX WATER SYSTEM | M | 0 | C | 27 | Wilcox Water System has only well. Therefore, the water system is unreliable. | As part of this project, the Wilcox Water System will either drill a second well or develop intertie with Inyokern CSD. | 500000 | 2009-01-01 | 19 | Tehachapi District | Wilcox Water System-Second Well/intertie with Inyokern CSD
0300062 | 001 | Hope Foundation/Moriah Heights | M | 0 | C | 30 | NEED AUTOMATIC SHUT-OFF ON LINE THAT FILLS TANK. NEED FE & MN REMOVAL. NEED BACK-UP WELL. | INSTALL AUTOMATIC SHUT-OFF ON TANK FILL LINE. INSTALL FE & MN REMOVAL SYSTEM. DRILL BACK-UP WELL. | 80000 | 1998-01-01 | 10 | Stockton District
1500152 | 001 | MIRASOL COMPANY WATER SYSTEM | M | 0 | C | 30 | Mirasol Water Company has only one well. | Drill a second well. | 200000 | 2009-01-01 | 19 | Tehachapi District | Mirasol Comany has only one well. A second well is needed
1500511 | 001 | V.R. S TRAILER PARK | M | 0 | C | 30 | With only one well as a source of water supply, this public water system is deemed to have unreliable source capacity. | FUNDS NEEDED TO CONSOLIDATE THIS SMALL SYSTEM WITH THE CITY OF BAKERSFIELD DISTRIBUTION SYSTEM. THE GOAL IS TO ENSURE SERVED PEOPLE OF A RELIABLE DOMESTIC WATER SUPPLY. | 200000 | 2009-01-01 | 19 | Tehachapi District | Inter-tie project with City of Bakersfield
1502649 | 001 | DIXIE WATER COMPANY | M | 0 | C | 30 | Dixie Water Company has a single well as its source of supply, therefore lacks required system reliability. | Consolidate with Indian Wells Valley WD. | 800000 | 2009-01-01 | 19 | Tehachapi District | Dixie Water - Single Source
2100549 | 001 | BLUE MOUNTAIN CENTER | M | 0 | C | 30 | Water system is gravity feed from storage tanks located above buildings being served. Existing concrete tanks are located too low on hill to provide adequate pressure to prevent pressure drops in higher elevation buildings. | We propose to replace two 8,000 gallon concrete tanks with four 5,000 gallon polyethylene tanks located higher on the hillside and to install all the necessary plumbing to connect these tanks to one 5,000 gallon poly tank already in place at the higher le | 20000 | 2010-01-01 | 18 | Sonoma District | Storage capacity improvement
2100549 | 002 | BLUE MOUNTAIN CENTER | M | 0 | C | 30 | Current system relies on one vertical well. A second well is required to meet water works requirement for community water systems to have at least two sources, Section 64554(c). The proposed well will also improve system reliability and provide added pro | A hydrologist will be hired to locate a site for the new well. A new well is to be drilled on hillside above existing storage tanks. All pumps, controls, and electrical and water lines to be installed to connect new well to existing infrastructure. | 35000 | 2010-01-01 | 18 | Sonoma District | New well for back-up water source
0400003 | 002 | NORTHWOODS MUTUAL WATER SYSTEM | M | 0 | C | 31 | 18,000 gallon in ground reservoir needs a new roof. | Construct a new roof over 18,000 gallon in ground reservoir. | 10000 | 1998-01-01 | 21 | Valley District
1502619 | 002 | SOUTH DESERT MUTUAL WATER COMPANY | M | 0 | C | 32 | The source has only one well. A second source of supply is needed. | Drill a second well or intertie with Inyokern CSD | 500000 | 2009-01-01 | 19 | Tehachapi District | South Desert MWC- Drill a Second Well/ Intertie with Inyokern CSD
2210917 | 001 | YOSEMITE RIDGE RESORT | M | 0 | C | 32 | The existing water system has only one hardrock well. An additional well is needed to supplement the existing well. | The proposed project consists of the construction of a new well. | 200000 | 2009-01-01 | 11 | Merced District | New well to augment single well
2700669 | 001 | ORCHARD LN WS #02 | M | 0 | C | 32 | System needs new well. | Need to drill new well. | 40000 | 1998-01-01 | 5 | Monterey District
1500344 | 002 | SOUTH KERN MUTUAL WATER COMPANY | M | 0 | C | 35 | The water system has only one well. A second well or an intertie with City of Bakersfield is needed | Drill a second well or intertie with the City of Bakersfield | 1300000 | 2009-01-01 | 19 | Tehachapi District | South Kern MWC- Drill a Second Well/Intertie with City of Bakersfield
1500448 | 001 | HILLVIEW ACRES MUTUAL WATER COMPANY | M | 0 | C | 35 | Hillview Acres MWC has one hard rock active well. Therefore the water system is not reliable. | As part of the project, Hillview Acres will drill a second well to increase system reliability. | 200000 | 2009-01-01 | 19 | Tehachapi District | Hillview Acres-Second Well for the Water System
1502162 | 001 | LINNS COURT MUTUAL WATER | M | 0 | C | 35 | The Water System has only one hardrock well. Another source of supply is needed | Drill a second well. | 200000 | 2009-01-01 | 19 | Tehachapi District | Linns Court MWC-Drill a Second well
2800527 | 003 | LINDA FALLS TERRACE MUTUAL | M | 0 | C | 35 | Currently there are two different water storage tanks. The concrete storage tank is cracked and leaking with structural compromise. The steel tank is suffering from corrosion. The treatment system doses chlorine at levels that vary and needs replacement. | This project will include:Construction of (4-6) 10,000 gallon concrete tanksDemolition and removal of existing tanksRe-plumbing to distribution pipelinesInstallation of full flow 6" Fire HydrantInstallation of Treatment and Chemical Storage ShedInstallati | 120000 | 2010-01-01 | 3 | Mendocino District | Tank and Treatment Replacement
2800527 | 004 | LINDA FALLS TERRACE MUTUAL | M | 0 | C | 35 | Our Main water line is 50 years old and galvanized metal. It has developed leaks over the recent years and the threat of water contamination from the residential septic system is a real and likely concern. This main line needs replacement with state of | The main line system that needs replacement would entail trenching a new line along our private road way to deliver water to each of the 16 homes and homesights in our comunity. We would also replace the old and badly needed fire hydrants. The distance | 500000 | 2010-01-01 | 3 | Mendocino District | Replacement of main water line
5800851 | 001 | FEATHER RIVER MANOR | M | 0 | C | 35 | This community PWS currently has only one source of water - a groundwater well. Due to the current drought conditions in California, the need for another water source may be imminent. | This project would include the construction and development of a new production well. The pump, panel and pipelines would also be installed after completion of the new well. | 250000 | 2009-01-01 | 21 | Valley District | 2nd Water Source
1600007 | 001 | COUTURE FARMS | M | 0 | C | 38 | This small community system is served by a single source (one well). This application is for a back-up well to insure adequate water. | To drill a new well to serve as a back-up. Wells in this area are typically over 1000 feet deep. | 200000 | 2009-01-01 | 12 | Visalia District | Couture Farms Back-up Well
1000075 | 001 | TRACT 1199 WATER SYSTEM | M | 0 | C | 39 | System supplied by one well and if it goes out due to drought, the systme would be out of water. | Drill a new well or inconnection if possible. | 200000 | 2009-01-01 | 23 | Fresno District | Drill a new well to augment single well
1000277 | 001 | ELM COURT | M | 0 | C | 40 | Single well system, if it fails the system is out of water. | Drill a new well or interconnection if possible. | 200000 | 2009-01-01 | 23 | Fresno District | New well to augment single well
1000407 | 001 | GEORGE COX WATER SYSTEM | M | 0 | C | 40 | Single well, if it fails, the system is out of water | Drill a new well or interconnection | 200000 | 2009-01-01 | 23 | Fresno District | New well to augment single well
1000410 | 001 | SHORTYS PLACE | M | 0 | C | 40 | Single well, if it fails, the system is out of water | Drill a new well or interconection | 200000 | 2009-01-01 | 23 | Fresno District | New well to augment single well
1500398 | 001 | FRONTIER TRAIL HOMEOWNERS ASSOC, INC. | M | 0 | C | 40 | Due to low pressure distribution our system is in need of upgrading. Our "Gravity Feed" system requires 3 additional 8500 gallon storage tanks to complete our system, its loop and feed to unaddressed "will-serve" locations | 3 addtional 8,500 gallon storage tanks placed into our existing system will generate increased pressure for residential use and provide for mitigation for our will-serve members. The additional tanks will allow FTHA to create a looped distribution system. | 55000 | 2009-01-01 | 19 | Tehachapi District | Frontier Trails Water Distribution system
1500560 | 001 | KRANENBURG WATER SYSTEM | M | 0 | C | 40 | only one well as a source of water supply, this public water system is deemed to have unreliable water supply. | Funds are needed to drill a second well or consolidate with Vaughn Water Company, a nearby water system. The goal of the project is to ensure served people of a reliable domestic water supply. | 500000 | 2009-01-01 | 19 | Tehachapi District | Kranenburg-Second Well/Inter-tie with Vaughn Water Company
1502597 | 001 | DEL SOL WATER CO-OP | M | 0 | C | 40 | The three storage tanks are old, have running rust, and have developed leaks. | Replace the old storage tanks w/ new polyvinyl tanks. | 7000 | 1998-01-01 | 19 | Tehachapi District
1502597 | 002 | DEL SOL WATER CO-OP | M | 0 | C | 40 | Del Sol Water Coop has a single well that produces water that contains uranium at a level exceeding the primary MCL. | Construct a pipeline Inyokern CSD. If that is not feasible, consolidate with another small water system. If that is not feasible, provide treatment or construct another well. | 1000000 | 2009-01-01 | 19 | Tehachapi District | Del Sol Water - High Uranium - Treatment, Consolidation, or New Well
1502659 | 001 | OWENS PEAK SOUTH | M | 0 | C | 40 | The water system has only one well. A second source of supply is needed. | An intertie with Inyokern CSD or drill a second well is needed. | 500000 | 2009-01-01 | 19 | Tehachapi District | Owens Peak South-An Intertie with Inyokern CSD or Drill Second Well
2000573 | 001 | THE VILLAGE | M | 0 | C | 40 | Population served by this community water system are retired and on a fixed income. The water system consists of 2 wells with only one well in active status and a storage tank with a 60,000 gallons capacity. The storage tank is used for both fire flow req | Consultation with Engineers and Pump contractors to trouble shoot electrical and mechanical issues with the pump or they may have to drill a new well. | 75000 | 2009-01-01 | 11 | Merced District | The Village-Source improvement
3301800 | 002 | Stonewood Canyon Estates | M | 0 | C | 40 | Our system experiences water pressure and availability problemsthroughout the year and does not meet fire standards. The system was upgraded in 1985, but due to limited funds we were not able to complete it as designed. The system is made up of 1.5" to | The project is expected to replace the 1.5" transmission lines that aretoo small to meet fire flow standards and provide adequate drinkingwater flow. In the process, lines will be installed to local standardsto prevent freezing in the winter months. The | 15000 | 2010-01-01 | 20 | Riverside District | 2009 Stonewood Transmission Line Upgrade
3400130 | 004 | GREGG WATER CO | M | 0 | C | 40 | The CWS does not have a redundant source. Intertie and/consolidation are not viable options because those system have similar problems and are non-community water systems | Drill a new well and install associated piping and pumps. | 20000 | 2009-01-01 | 9 | Sacramento District | Redundant Source
5400767 | 001 | WATERTEK - E PLANO | M | 0 | C | 40 | The unincorporated Tulare County community of East Plano is served with potable water by Watertek. The water system is supplied with water by one groundwater well. In light of the current drought conditions being experienced throughout the State of Cal | The community of East Plano currently obtains its potable water supply from one community groundwater well. If this well were to fail due to dropping groundwater levels or other emergencies, the community would have no source of domestic water. The prop | 1000000 | 2009-01-01 | 12 | Visalia District | Watertek E. Plano Water Supply Reliability Project
0400078 | 001 | FOREST KNOLLS MUTUAL WATER CO | M | 0 | C | 41 | According to inspection reports, the cracks in the existing storage tank are the cause of several bacteriological water quality failures of the water system. | Installation of two new 30,000 gallon steel tanks above ground or repair existing tank. | 60000 | 2010-01-01 | 21 | Valley District | Install tanks or repair existing tank
1500543 | 001 | AGAPE MUTUAL WATER SYSTEM | M | 0 | C | 43 | With only one well as a source of water supply, this public water system is deemed to have unreliable source capacity. | FUNDS NEEDED TO DRILL A SECOND WELL OR CONSOLIDATE WITH NEARBY WATER SYSTEM. THE GOAL IS TO ENSURE SERVED PEOPLE OF A RELIABLE DOMESTIC WATER SUPPLY. | 200000 | 2009-01-01 | 19 | Tehachapi District | DRILL A WELL OR CONSOLIDATE WITH ANOTHER SYSTEM.
3400192 | 001 | TUNNEL TRAILER PARK | M | 0 | C | 44 | Add an additional source to the existing single well. Also make improvement to the exsiting well to meet the waterworks standards. | Drill a second well on the property. Bringing the exsiting well to at least 18" above grade and provide security to the well head. | 25000 | 2009-01-01 | 9 | Sacramento District | Reduntant Source and Source Upgrades
1700536 | 003 | SUNRISE SHORE MUTUAL WATER COMPANY | M | 0 | C | 45 | Existing distribution system is Military surplus thin walled steel pipe installed in 1958. Pipe was laid in ground with rocks, gravel and earth. No sand was used.During recent years we are having more problelms with the main line as the pipe is burstin | We have to replace about 4,000 ft of water distribution system. Need to replace our 3 main with minimum 4 we also need to install Fire Hydrants to provide better community fire protecdtion. An additional 10,000 gal storage tank must be added for addion | 250000 | 2008-10-01 | 3 | Mendocino District | Sunrise Shores
2700536 | 002 | CORRAL DE TIERRA ESTATES WC | M | 0 | C | 45 | Distribution system valves will not close completely. | Repair or replace inoperable valves throughout the system. | 10000 | 1998-01-01 | 5 | Monterey District
2700536 | 004 | CORRAL DE TIERRA ESTATES WC | M | 0 | C | 45 | System needs an emergency back-up booster pump. | Install above. | 5000 | 1998-01-01 | 5 | Monterey District
1502620 | 001 | POND MUTUAL WATER COMPANY | M | 0 | C | 48 | Pond Mutual Water Company has only well. Therefore, the water system is unreliable. | As part of the project, Pond MWC will either drill a second well or develop intertie with City of Wasco. | 1000000 | 2009-01-01 | 19 | Tehachapi District | Pond Mutual WC-Second Well or possible Intertie with City of Wasco
2000553 | 001 | MD#28 RIPPERDAN SELF HELP | M | 0 | C | 48 | Single source water system serving a low income community and no storage capacity. In times of drought conditions, vulnerable to water outages and inadequate fire suppression capabilities. | Drill a new well to serve as a back up ( emergency ) source. | 100000 | 2009-01-01 | 11 | Merced District | MD # 28 RIPPERDAN SELF HELP
2701633 | 001 | PARADISE RD WS #21 | M | 0 | C | 48 | System facilities (back-up well, main lines, treatment system) need improvement/replacement. | Recoat tank, repair back-up well, and install water treatment system. | 10000 | 1998-01-01 | 5 | Monterey District
5400600 | 001 | GOLDEN KEY APARTMENTS | M | 0 | C | 48 | Shortage of water due to drought in State | New Well and storand and/or consolidation with larger pws | 500000 | 2009-01-01 | 12 | Visalia District | New Well for PWS distribution and storage
5800850 | 001 | REBEL RIDGE VILLAGE | M | 0 | C | 48 | This community PWS currently has only one source of water - a groundwater well in a fractured rock aquifer. Due to the current drought conditions in California, the need for another water source may be imminent. | This project would include the construction and development of a new production well. The pump, panel and pipelines would also be installed after completino of the new well. | 250000 | 2009-01-01 | 21 | Valley District | 2nd Water Source
1500216 | 001 | OPAL FRY AND SON | M | 0 | C | 50 | Community Water System with one well for water supply is deemed unreliable. | A second well will be drilled to increase reliability of the water supply. | 200000 | 2009-01-01 | 19 | Tehachapi District | second well for Opal Fry & Son system
1502545 | 002 | SCHWEIKART WATER SYSTEM | M | 0 | C | 50 | Water system has a single well as its sole source of water, therefore lacks required system reliability. | Consolidate with Vaughn Water Company. If that is not feasible, construct a second well. | 1000000 | 2009-01-01 | 19 | Tehachapi District | Resolve Problem of Single Source
1502629 | 001 | HEATH BRIMHALL P.O.A. | M | 0 | C | 50 | Heath Brimhall POA has a single source of supply, therefore does not have required system reliability. | Consolidate with Vaughn WC or develop an emergency intertie with Vaughn WC. | 500000 | 2009-01-01 | 19 | Tehachapi District | Heath Brimhall POA - Resolve Problem of Single Source
3110032 | 002 | LAKE FOREST UTILITY COMPANY, INC. | M | 0 | C | 50 | Small distribution lines that provide inadequate pressure and flow. | Replace undersized lines with 6" and 8" lines. Involves design and construction. | 500000 | 1999-01-01 | 2 | Lassen District
3110049 | 001 | TAHOE PARK WATER CO - SKYLAND/NIELSEN | M | 0 | C | 50 | System does not have the required reliable source capacity to meet current waterworks standards. | Install filters. Involves design and construction. | 200000 | 2010-01-01 | 2 | Lassen District | SWTR Compliance
3301947 | 002 | Morning Sky School | M | 0 | C | 50 | Unable to isolate storage tanks for service without compromising fire flow requirements. | Construct new 30,000 gal storage tank & install manifold piping on all tanks to allow isolation of any one tank. | 70000 | 2005-01-01 | 20 | Riverside District | Add Storage
4300792 | 001 | ABORN HEIGHTS WATER MUTUAL ASSOCIATION | M | 0 | C | 50 | Insufficient water storage and water pressure. Need new chlorine system. | Replace existing water tank. Pressurize entire system. Upgrade chlorine injection system. | 150000 | 1998-01-01 | 17 | Santa Clara District
5602130 | 002 | SOLANO VERDE MUTUAL WATER CO | M | 0 | C | 50 | Based upon our 2008 annual inspection by the CDPH and recommendations by our engineering, firm our above ground reservoir tank needs to be replaced. The tank suffers from corrosion and structural deformation. This comes 25 years earlier than planned for | We will be dismantling and salvaging our existing 435,000 gallon tank and constructing a 600,000 gallon capacity tank or two 300,000 gallon tanks. Two tanks are preferred because our system is susceptible to compromise as we have one connection to our im | 835400 | 2010-01-01 | 6 | Santa Barbara District | Reservoir Replacement
2700638 | 001 | MAHER RD WS #05 | M | 0 | C | 51 | Current tank needs replaced. Need additional storage capacity & other system upgrades. | Install additional storage tanks. | 30000 | 2005-01-01 | 5 | Monterey District
1500327 | 002 | RANCHO SECO INC. WATER SYSTEM | M | 0 | C | 52 | Rancho Seco Water System has only well. As such the water system is not reliable. | As part of this project, Rancho Seco will drill a second well to increase reliability of the water system. | 200000 | 2009-01-01 | 19 | Tehachapi District | Rancho Seco Water System-Second Well for the Water System
4300573 | 001 | GREEN ACRES MUTUAL WATER | M | 0 | C | 53 | The water system has massive pipe leaks that have the potential of letting contaminates in the soil enter the water supply and adversely affect the health of users. The leaks also prevent the wells from meeting water usage needs during the summer months.T | The supply and distribution water pipes will be replaced with properly sized pipes that meet current standards. Associated fittings, valves, meters, fire hydrants and well head connections are also included in this project.This project will:1. Eliminate | 302500 | 2010-01-01 | 17 | Santa Clara District | Replace Aged, Leaky Supply and Distribution Water Pipes
2801080 | 001 | MILTON ROAD WATER COMPANY | M | 0 | C | 55 | Deteriorating water mains. | Redesign, trench and lay new pipeline, laterals and valves. | 30000 | 1998-01-01 | 3 | Mendocino District
1000324 | 001 | MANNING GARDENS CONVALESCENT | M | 0 | C | 59 | Single well, if it fails, system is out of water. | Drill a new well or interconnection | 200000 | 2009-01-01 | 23 | Fresno District | New well to augment single well
0707585 | 001 | MORAGA HEIGHTS MUTUAL WATER | M | 0 | C | 60 | Aging and deterioating mains, inadequate capacity. | Replace system, expand filtration and develop further resources. | 75000 | 1998-01-01 | 4 | San Francisco District
1000057 | 004 | WATERTEK-METROPOLITAN | M | 0 | C | 60 | Water system supplied by one well, if the well goes out due to drought conditions the system will be out of water. | Drill a new well or interconnect to system if possible. | 200000 | 2009-01-01 | 23 | Fresno District | New well to augment single well
1400066 | 001 | Aspendell Mutual Water Company | M | 0 | C | 60 | Aspendell is a mountain community at 8,500 foot elevation surrounded by National Forest which is considered a high threat area for wildfires. the project is a water line on White Pine Street which is a one inch line serving three customers. the water pr | The project is our number one priority. It will involve trenching to at least four feet in depth due to sub-zero temperatures for a distance of 600 feet, then laying four inch PVC pipe from an existing valve to the end of the line and the new fire hydran | 16700 | 2008-05-01 | 13 | San Bernardino District | White Pine water line upgrade and fire hydrant
1502564 | 002 | SIERRA MEADOWS | M | 0 | C | 60 | Sierra Meadows Water System has only well. Therefore, the water system is unreliable. | As part of this project, Sierra Meadows will either drill a second well or develop intertie with the neighbotring CWS-Kernville Water System. | 500000 | 2009-01-01 | 19 | Tehachapi District | Sierra Meadows-Second Well or Intertie with CWS-Kernville System
1502600 | 001 | WEGIS WATER SYSTEM | M | 0 | C | 60 | Inadequate distrabution system for fire protection, inadequate storage capacity, failing storage tankage, need redundant distribution pumps and problems w/ dead leg in system | Replace failing tankage w/larger storage tanks, install second distribution pump + associated piping, install new distribution piping + fire hydrant, eliminate dead leg. Other - Study/Design/Construction | 90000 | 1998-01-01 | 19 | Tehachapi District
1502600 | 002 | WEGIS WATER SYSTEM | M | 0 | C | 60 | Wegis Water System has a single well as its source of water, therefore lacks required water system reliability. | Consolidate with Vaughn WC or develop an emerency intertie with Vaughn WC. | 500000 | 2009-01-01 | 19 | Tehachapi District | Wegis Water - Single Source Problem Solution - Consolidate or Intertie
1502608 | 001 | OWENS PEAK WEST | M | 0 | C | 60 | The water system has only one well. A second source of supply is needed. | An intertie with Inyokern CSD or drill a second well is needed. | 500000 | 2009-01-01 | 19 | Tehachapi District | Owens Peak West Water System-Second Well/Intertie with Inyokern CSD
4900549 | 001 | SONOMA COUNTY CSA 41-FREESTONE | M | 0 | C | 60 | The old and structurally failing finished water res. is at risk of contamination from storm runoff. | Replace the old 50,000 gal tank with new steel or redwood 50,000 gal tank. | 80000 | 1998-01-01 | 18 | Sonoma District
5800572 | 003 | FAIRWAY DOWNS MUTUAL WATER CO | M | 0 | C | 60 | This community PWS currently has only one source of water - a groundwater well. Due to the current drought conditions in California, the need for another source of water may be imminent. | This project would include the construction and development of a new production well. The pump, panel and pipelines would also be installed after completion of the new well. | 250000 | 2009-01-01 | 21 | Valley District | 2nd Water Source
1502164 | 001 | LLANAS CAMP FOUR WATER SYSTEM | M | 0 | C | 65 | The water system has only one well. A second source of supply is needed. | Drill a second well or an intertie with the city of Shafter is needed. | 500000 | 2009-01-01 | 19 | Tehachapi District | LLANAS CAMP FOUR-A Second Well/Intertie with City of Shafter.
1502750 | 001 | RIVERVIEW HOMEOWNERS ASSOCIATION | M | 0 | C | 65 | Riverview Homeowners Association Water System has only one Well. Therefore, the water system is unreliable. | As part of this project, Riverview Homeowners Assoc. will either drill a second well or develop an intertie with Oildale MWC. | 500000 | 2009-01-01 | 19 | Tehachapi District | Riverview Homeowners Assoc.-Second Well/Intertie with Oildale MWC
1500507 | 002 | ST. CLAIR RANCHOS MUTUAL WATER CO. | M | 0 | C | 68 | The water system has only one well. A second well or an intertie with the City of Bakersfield is needed. | An intertie with the City of Bakersfiled or drill a second well. | 500000 | 2009-01-01 | 19 | Tehachapi District | St. Clair Ranchos MWC-Intertie with City of Bakersfield or Drill a Second Well is Needed
2700686 | 001 | GARLEN COURT WS | M | 0 | C | 69 | Roof of water tank does not provide adequate protection from elements and debris. | Design and construct a new roof and make other necessary repairs to the tank. | 15000 | 1998-01-01 | 5 | Monterey District | Water storage (1997)
2700686 | 003 | GARLEN COURT WS | M | 0 | C | 69 | Existing water mains are very old and need to be replaced. | Replace existing distribution lines. | 50000 | 1999-01-01 | 5 | Monterey District | Main replacement (1997)
1000060 | 002 | MUSICK MEADOWS #1 | M | 0 | C | 70 | Supplied by single well that if it goes out due to drought would be out of water. | Drill a new well or construct an intertie with another system if possible. | 200000 | 2009-01-01 | 23 | Fresno District | New well to augment single well
1500413 | 001 | TEJON RANCH MAIN HEADQUARTERS | M | 0 | C | 70 | With only one well as a source of water supply, this public water system is deemed to have unreliable source capacity. | FUNDS NEEDED TO DRILL A SECOND WELL TO ENSURE SERVED PEOPLE OF A RELIABLE DOMESTIC WATER SUPPLY. | 200000 | 2009-01-01 | 19 | Tehachapi District | Second Well for the Water System for more reliable source capacity
3301690 | 001 | TWIN PINES BOYS RANCH | M | 0 | C | 70 | The concrete storage tank is over 30 years old and leaking. Some steel pipe are beyond repair. One new well for back-up supply. (Existing: one 200' deep well with 30,000 gallon concrete storage tank system serves 60 residents with 30 daily staff) | Install a above ground tank and new service lines. Install back-up well. | 90000 | 2002-01-01 | 20 | Riverside District
1500556 | 001 | HART FLAT BEAR MUTUAL WATER | M | 0 | C | 74 | With only one well as a source of water supply, this public water system is deemed to have unreliable water supply. | Funds are needed to drill a second well for the water system. The goal of the project is to ensure served people of a reliable domestic water supply. | 200000 | 2009-01-01 | 19 | Tehachapi District | Second Well for the Water System
1500540 | 002 | PINON HILL WATER COMPANY | M | 0 | C | 75 | Need backup source and storage, upgrade distribution pipe to 4" | Drill new well, add storage and replace undersized pipe with 4" diameter mains. | 220000 | 2000-01-01 | 19 | Tehachapi District | Additional Storage, New Mains
1900155 | 001 | WILSONA GARDENS MUTUAL | M | 0 | C | 75 | WELL CASING HAS COLLAPSED AND NOT ABLE TO PERFORM MAINTENANCE WORK WHEN NEEDED. | DRILL A NEW WELL | 39000 | 1998-01-01 | 16 | Central District
1900155 | 002 | WILSONA GARDENS MUTUAL | M | 0 | C | 75 | OLD 20,000 GAL. STORAGE TANK IS IN POOR CONDITION, WITH LEAKS AND RUST VISIBLE ON THE EXTERIOR. | SITE PREPARATION, PURCHASE, AND INSTALLATION OF A NEW 20,000 GAL. OR TWO 10,000 GAL. STORAGE TANKS. | 16000 | 1998-01-01 | 16 | Central District
1900155 | 003 | WILSONA GARDENS MUTUAL | M | 0 | C | 75 | PRESSURE TANK HAS SETTLED WHICH IS PUTTING STRESS ON THE CONNECTING PIPE AND APPEARS TO HAVE A SEVERE INTERNAL CORROSION PROBLEM. TWO HOUSEHOLDS SUFFER INSUFFICIENT PRESSURE DUE TO SIZE AND CONDITION OF THIS TANK. | UPGRADE TO A NEW 5,000 + GAL. TANK AND UPGRADE BOOSTER PUMP. | 13000 | 1998-01-01 | 16 | Central District
1900155 | 004 | WILSONA GARDENS MUTUAL | M | 0 | C | 75 | EXISTING, 1950'S DISTRIBUTION SYSTEM REQUIRES REHABILITATION. OCCASIONAL POSITIVE COLIFORM RESULTS. REQUIRES CHLORINATION. | DESIGN AND CONSTRUCT A NEW DISTRIBUTION SYSTEM COVERING APPROXIMATELY 163 ACRES. | 50000 | 1999-01-01 | 16 | Central District
2100565 | 001 | GREEN GULCH FARM | M | 0 | C | 75 | Green Gulch Farm is a community water system with insufficient water storage. A single 20,000 gallon treated water storage tank services the entire system when operating from its primary source. During the dry season, demand exceeds inflow from the prim | The proposed project is the construction of a new 20,000 gallon storage tank to address water quantity issues. It will be built above ground on an existing site, alongside an existing 20,000 gallon storage tank. It will require minimal site work and min | 40000 | 2010-01-01 | 18 | Sonoma District | Green Gulch Farm - New 20,000-gal Treated Water Storage Tank
2700606 | 001 | HIDDEN VIEWS MHP WS | M | 0 | C | 75 | Well #2 tested arsonic levels in June of 2006. The MCL is 10. One test came back 31. In September of 2006 another lab tested .015.Well has been shut down from system since and we rely on Well #1 for the system leaving us without a backup. A new well | project may include drilling new well, and or new distribution system or treatment facility. | 250000 | 2008-01-01 | 5 | Monterey District | Number 2 well arsenic treatment
2900548 | 001 | SIERRA ESTATES MUTUAL WATER COMPANY | M | 0 | C | 75 | Needs second well for reliability. | Install new well and install float-pressure switch for tank. | 4000 | 1998-01-01 | 21 | Valley District
3400149 | 001 | RANCHO MARINA | M | 0 | C | 75 | Water system has only one source. Consolidation or intertie are not feasible options. Another well would need to be drilled. | Drill a new well with associated pumps and piping. Purchase a back up generator to cover power loss. | 20000 | 2009-01-01 | 9 | Sacramento District | Redundant Source
3400149 | 003 | RANCHO MARINA | M | 0 | C | 75 | Water pipe infrastructure is failing and must be replaced to maintain water service to tenants and limit water system outages. The system outages have resulted in numerous notifications to tenants and numerous bacteriological sampling being required. | The project will involve replacement of all underground water distribution pipes and service connections to each homesite. | 75000 | 2010-01-01 | 9 | Sacramento District | Water system infrastructure replacement to limit system failures/outages
4100510 | 003 | REDWOOD TERRACE MUTUAL | M | 0 | C | 75 | Redwood Terrace (RWT) needs to replace 5,400 linear feet of old leaking water lines used for supply intake and distribution. The original water lines used for both supply and distribution were laid in 1921 and are now leaking, corroded and clogged. The | RWT is seeking funds to replace the original (1921) linear 5400' distribution infrastructure which is leaking, corroded and clogging. Additional new piping will be used to connect the new developed spring sites to the required filtration treatment plant | 225000 | 2010-01-01 | 17 | Santa Clara District | REDWOOD TERRACE PUMP HOUSE, INTAKE SUPPLY AND DISTRIBUTION LINE PIPING
4100510 | 005 | REDWOOD TERRACE MUTUAL | M | 0 | C | 75 | Redwood Terrace (RWT) is in dire need of replacement and additional storage. Two actively used existing 15Kg redwood storage tanks are dilapitated and not restorable and are becoming health risks. The tanks are very old (50+ years) and the covers are b | RWT operates from an offset well which water is pumped up through a supply line to our storage tanks and from there water is gravity fed to the properties. RWT needs to replace the two dilpaitated existing actively used tanks with new 20K to 30K tanks to | 25000 | 2010-01-01 | 17 | Santa Clara District | REDWOOD TERRACE STORAGE TANKS (2009)
5400527 | 001 | SHILOH WATER CO. | M | 0 | C | 75 | Possibility of water shortage due to drought in State | Add a water source, well, distribution, and or consolidation to lager pws | 500000 | 2009-01-01 | 12 | Visalia District | Emergency funding for drought related problems
5401026 | 001 | DEER MEADOW MUTUAL | M | 0 | C | 75 | Add a source of water to the storage and distribution of this water system due to the recent drought in the State | New Well or consolidation with larger PWS | 500000 | 2009-01-01 | 12 | Visalia District | Deer Meadow Mutual
5401026 | 002 | DEER MEADOW MUTUAL | M | 0 | C | 75 | Add a source of water to the storage and distribution of this water system due to the recent drought in the State | New well or donsolidation with larger PWS | 500000 | 2009-01-01 | 12 | Visalia District | Emergency funding for my community water system due to drought if my wells go dry.
4900620 | 001 | AUSTIN ACRES MUTUAL WATER COMPANY | M | 0 | C | 78 | well motor electrical relay is in disrepair | Electrical relay replacement | 5000 | 2003-01-01 | 18 | Sonoma District | Electrical relay replacement
1500550 | 002 | WEST VALLEY MUTUAL WATER COMPANY | M | 0 | C | 79 | With only one well as a source of water supply, this public water system is deemed to have unreliable water supply. | Funds are needed to drill a second well or consolidate with nearby water system. The goal of the project is to ensure served people of a reliable domestic water supply. | 200000 | 2009-01-01 | 19 | Tehachapi District | Second Well for the Water System or inter-tie project for increasing the reliability of the water su
1500593 | 001 | UPLANDS OF THE KERN MUTUAL WATER COMPANY | M | 0 | C | 80 | Uplands of the Kern Water System has only one well. Therefore, the water system is unreliable. | As part of this project, Uplands of the Kern will either drill a second well or develop an intertie with Oildale MWC. | 500000 | 2009-01-01 | 19 | Tehachapi District | Upland of the Kern MWC-Second Well/Intertie with Oildale MWC
1907028 | 001 | SPV WATER CO INC | M | 0 | C | 80 | The system has one groundwater well. The well is near exceeding the Nitrate MCL with a January 2007 indication of 43.5. It also had Total coliform exceedance in August 2004. The system does not have disinfection. Their only other backup well is not curre | Addition of Nitrate treatment and/or drill another well to blend water with. Possible addition of a backup well.Add disinfection equipment to the existing well. Clean the storage tank. | 450000 | 2007-01-01 | 16 | Central District | Water system improvement (2007)
2000530 | 001 | CRASS MUTUAL WATER COMPANY | M | 0 | C | 80 | The water system is served by a single source ( hard rock) providing water to a low income mountain community. No back up source in case of water outages. | Drill a new well or consolidate with another water system if feasible. | 100000 | 2009-01-01 | 11 | Merced District | CRASS MUTUAL CO. - SINGLE SOURCE
2000647 | 001 | JOHN HOVANNISIAN WATER SYSTEM | M | 0 | C | 80 | The system consist of two hardrock wells serving a low income community of about 20 service connections. Recent reports of water outages were filed through the Madera County Environmental Health dept. due to mechanical issues and low water level. | Consultation with Engineers and contractors to fing best fit solution to wate outages problems of the water system. | 75000 | 2009-01-01 | 11 | Merced District | Water outages
3301247 | 001 | Elms Mobile Park | M | 0 | C | 80 | We recently had a proficiency test: result was running at only 25%, low pressure. | Upgrade/replace well pump, build protective structure (steel building), enlarge storage tanks. (System has one well & 5,000 gal corrugated storage tank serving 50 connections. City of Indio has water main in adjacent street for emergency connection if nee | 40000 | 2001-01-02 | 20 | Riverside District
2300506 | 001 | MEADOW ESTATES MUTUAL | M | 0 | C | 85 | Insufficient Storage, failing storage tank, failing distribution system, insufficient filtration capacity | Install 100,000 gallon tank, replace distribution system with approved pipe, double filtration capacity. | 350000 | 2006-01-01 | 3 | Mendocino District | Distribution/Storage/Filtration
3500900 | 001 | ASHFORD HIGHLANDS MWC | M | 0 | C | 85 | The Ashford Highlands Mutual Water Co. currently serves 52 connections. The system relies on 2 groundwater wells. Well #1 is currently unusable due to excess sand production and coliform bacteria. Well #2 is the sole source of water available to the Mutua | Well #1 sand production can be corrected by the installation of a 100 gallon per minute vortex-type sand separator. Coliform bacteria can be removed by installing a Stenner chlorine pump utilizing liquid 12.5% NSF approved Sodium Hypochlorite injected int | 20000 | 2010-01-01 | 5 | Monterey District | Install sand separator and chlorinator at Well #1
2300606 | 003 | LAKE VIEW MUTUAL WATER CO. | M | 0 | C | 90 | We currently have four operating wells that produce a total of 33 gpm. One of these wells, the Lightel Well, reverts to its owner in August 2007. Currently with all four wells pumping at full capacity we can marginally keep up with peak summer demand, de | The McKee Well will undergo a major rehabilitation. This will include: 1. dismantling the current surface seal and surroundng structures 2. removal and replacement of the sanitary seal 3. scrubbing and disinfection of the casing 4. flushi | 25500 | 2008-03-01 | 3 | Mendocino District | Rehabilitation of Contaminated Well
2701503 | 001 | MESA DEL TORO MWC | M | 0 | C | 90 | Storage tank is in need of repairs or replacement. New lines should also be put in and (possibly) a new well. | Replace storage tanks and water lines. Install a chlorination system. | 10000 | 1998-01-01 | 5 | Monterey District
2900511 | 002 | SHADY LAKE WATER ASSOCIATION | M | 0 | C | 90 | single source system; source reliability | The system is presently dependent on a well site that is over 25 years old, and it services 30 lots in the area. In May of 2007 there was a water usage disruption due to the local water table falling below the depth of the pumps extention. It was necessar | 15000 | 2009-01-01 | 21 | Valley District | Shady Lake Water Association/Second Source of Water
2900511 | 003 | SHADY LAKE WATER ASSOCIATION | M | 0 | C | 90 | The system is presently over 25 years old and never has had shut-off valves installed. To have these installed would insure that any repairs could be more quickly and efficiently carried out. Also these valves would be used to shut off the water usage to | This system is presently over 25 years old and never has had shut-off valves installed. To have these installed would insure that any repairs could be more quickly and efficiently carried out. Also these valves would be used to shut off the water usage to | 12000 | 2009-01-01 | 21 | Valley District | Shady Lake Water Association / Shut-Off Valves
2900511 | 005 | SHADY LAKE WATER ASSOCIATION | M | 0 | C | 90 | The system now in place is soley dependent on one line that distributes the water from the well site into the storage tanks. This same line also distributes the water from the storage tanks out to a junction that feeds into the members individual lines to | The project will entail contracting the services of a license equipment operator for all necessary excavation and installation of the waterline. A trench will need to be constructed to place and house the water line, along with a sand bed for it to lay in | 12000 | 2009-01-01 | 21 | Valley District | Shady Lake Water Association/Dedicated line
3400140 | 001 | ASPEN GROVE MH & RV PARK | M | 0 | C | 90 | Provide reduntant source to single source water system | Intertie with large public water system with required piping and backflow prevention device or drill another well with assoicated plumping, pumps and piping. | 10000 | 2009-01-01 | 9 | Sacramento District | Redunant Source
5400963 | 001 | WOODEN SHOE VISALIA LLC | M | 0 | C | 90 | Wooden Shoe is a mobile home park that is served with potable water by the facility owners. The water system is supplied with water by one groundwater well. In light of the current drought conditions being experienced throughout the State of California, | Wooden Shoe mobile home park currently obtains its potable water supply from one groundwater well. If this well were to fail due to dropping groundwater levels or other emergencies, the community would have no source of domestic water. The proposed proj | 1000000 | 2009-01-01 | 12 | Visalia District | Wooden Shoe Water Supply Reliability Project
5500353 | 003 | SIERRA VILLAGE MOBILE HOME PARK | M | 0 | C | 90 | only one approved source | only one approved source | 100000 | 2009-01-01 | 11 | Merced District | Sierra Village Trailer Park
1500340 | 001 | WEST TEHACHAPI MUTUAL | M | 0 | C | 95 | Public water system with only one well as a source of water supply. The system is deemed to have unreliable source capacity. | FUNDS NEEDED TO DRILL A SECOND WELL OR CONSOLIDATE WITH NEARBY WATER SYSTEM. THE GOAL IS TO ENSURE SERVED PEOPLE OF A RELIABLE DOMESTIC WATER SUPPLY. | 200000 | 2009-01-01 | 19 | Tehachapi District | TO DRILL A SECOND WELL OR CONSOLIDATE WITH NEARBY WATER SYSTEM TO ENSURE SERVED PEOPLE OF A RELIABLE
5601122 | 001 | TICO MUTUAL WATER CO | M | 0 | C | 95 | System pressure does not comply with Water Works standards at times. | Add a pressurized 8,000 gallon storage facility to the system immediately downstream of the current main tank. | 35000 | 1999-01-01 | 6 | Santa Barbara District
3900702 | 001 | CORRAL HOLLOW PWS | M | 0 | C | 98 | PRESSURE PROBLEMS IN DISTRIBUTION SYSTEM | CONSTRUCT PRESSURE TANK AND BOOSTER STATION. OTHER = DESIGN AND CONSTRUCITON | 300000 | 1998-01-01 | 10 | Stockton District
0500027 | 001 | LILI VALLEY WATER CO. | M | 0 | C | 99 | Water line installed in 1963 needs replacing. | Replace 2000 feet of water main. | 40000 | 2005-01-01 | 10 | Stockton District | Water Line Project
0300019 | 002 | Fiddletown Community Service | M | 0 | C | 100 | Replace existing 30,000 gallon water tank that is failing with a new 50,000 gallon water tank. Repair and rehabilitate 30,000 gallon water tank as a secondary tank.Add a smaller settling tank to reduce turbidity in the system.Water storage is used both fo | New pad for 50,000 gallon water tank.New 50,000 gallon water tank.Repair and reconditioning of original 30,000 gallon steel water tank.Addition of small settling tank in system design to add clarity to system water.All plumbing associated with connecting | 200000 | 2010-01-01 | 10 | Stockton District | New water storage tank and existing tank retrofit
0510004 | 002 | C.C.W.D. SHEEP RANCH | M | 0 | C | 100 | Inadequate storage and undersized distribution mains that are in poor condition. | Install two 50,000 gallon steel tanks and 10,700 feet of distribution mains. | 700000 | 2004-01-01 | 10 | Stockton District | Storage project
1000247 | 001 | SHERWOOD FOREST MHP | M | 0 | C | 100 | System supplied by one well. If it goes out due to drought system is out of water. | Drill a new well or interconnect if possible. | 200000 | 2009-01-01 | 23 | Fresno District | Drill a new well and augment single well
1000260 | 002 | SANDY CREEK VILLAGE MHP | M | 0 | C | 100 | Single well system, if the well fails, the system is out of water | Drill a new well or interconnection if possible. | 200000 | 2009-01-01 | 23 | Fresno District | New well to augment single well
1500516 | 001 | TUT BROTHERS FARM #96 | M | 0 | C | 100 | The water system has only one well. A second source of supply is needed. | Drill a second well. | 200000 | 2009-01-01 | 19 | Tehachapi District | Tut Brothers Farm #96 has only one well. A Second Well is Needed
1502690 | 003 | DUNE III WATER CO., LLC | M | 0 | C | 100 | The present system is 80% old equipment that needs replacing or upgrading, such as pumps, motors, Piping and storage tanks. The state requirement that there be water storage to supply water at peak demand cannot be met without additional storage. Land | The present system is 80% old equipment that needs replacing or upgrading, such as pumps, motors, piping and storage tanks. A . We will be replacing one 21 year old well pump, three 21-year old pressure pumps, surface piping from pumps to tanks, four | 594000 | 2010-01-01 | 19 | Tehachapi District | Improve water system Infrastarcture for supply, security and health.
1900677 | 001 | OASIS PARK MOBILE HOME PARK | M | 0 | C | 100 | OLD PIPES | REPLACE OLD GALVANIZED PIPES WITH PLASTIC PIPES | 60000 | 1998-01-01 | 16 | Central District
2000724 | 002 | SA#14 CHUK CHANSE SUBDIVISION | M | 0 | C | 100 | The water system is served by a single source providing water to a low income community in the Valley. Storage capacity is about 20,000 gallons. The system is chlorinating as a preventive measure. | Drill a second well as a back up source and/or consolidate with another water system. | 100000 | 2009-01-01 | 11 | Merced District | SA#14CHUCKCHANSE - SINGLE SOURCE
2400128 | 001 | COUNTRY CLUB COUNTY WD | M | 0 | C | 100 | Water system lacks adequate water supply because it has only one well as its total water source. System does not have any storage capacity. Loss of this well or pump will result in loss of all water to the entire system until correction is made.Title 22§6 | Locate and purchase property for new well site. Design well construction, wellhead features, connection to existing distribution system, and wellhead protection/security. Drill test well. Conduct test well monitoring. Construct well, wellhead. Purchase an | 600000 | 2009-01-01 | 11 | Merced District | Second Well for County Club County WD
2400128 | 002 | COUNTRY CLUB COUNTY WD | M | 0 | C | 100 | System 2400128 is approximately twenty five years old. The rural system uses two 500 gal. bladder/tank to store and maintain pressure. The bladder/tanks are in need of replacement due to bladder leakage. Because of leakage, the risk to meeting monthly | 1. Replace two 500 gallon tank/bladders to include re-plumbing with appropriate maintenance access valves for each. 2. Install a back up generator system. 3. Replace well pump with sized variable speed frequency drive pump4. Rewire existing electrical p | 55000 | 2009-01-01 | 11 | Merced District | System 2400128 Water Distribution Upgrade
3400169 | 001 | SPINDRIFT MARINA | M | 0 | C | 100 | The CWS has only one source. The project would be to develop a new source. | Consolidation or entertie are not viable options for the water system. The water needs to drill a new well for a redunant source. Also the purchase of a generator as back-up power for both the source and the treatment facility. | 20000 | 2009-01-01 | 9 | Sacramento District | Redundant source
3700422 | 002 | STUART WATER COMPANY | M | 0 | C | 100 | The Stuart Water Co. system is over 55 years old, and is in emergency need of capitol improvements, so it can continue to serve the 250 customers, or more, in the summer months, that completely depend on the company for water, in the rural community of Mt | Drill new 300 ft. well, purchace new submersable pump and pipes, build new protective well house, purchace and install 50,000 steel and fiberglass lined storage tank, and security fencing, as the County of San Diego has requested in it's annual inspection | 75000 | 2010-01-01 | 14 | San Diego District | New Well, New Storage Tank, and Security Fencing.
3700897 | 001 | GUATAY MUTUAL BENEFIT CORPORATION | M | 0 | C | 100 | poor water quality from dead end lines | loop water system to eliminate deadend lines | 173000 | 2004-01-01 | 14 | San Diego District | deadends
3700962 | 001 | OAKVALE PARK | M | 0 | C | 100 | 20,000 gal. Concrete storage tank has several small leaks due to root entrusion. SD County Health Dept. has ordered us to repair. | Installing a drinking water approved vinyl liner in tank. | 5000 | 1998-01-01 | 14 | San Diego District
3700962 | 002 | OAKVALE PARK | M | 0 | C | 100 | Distribution system has no isolation valves, making it difficult for management and inconvinient for residents when repairs are needed. | Installing islation valves in distribution system. | 7000 | 1998-01-01 | 14 | San Diego District
3700962 | 003 | OAKVALE PARK | M | 0 | C | 100 | Old steel water line serving 7 houses on Oakvale Rd. is of too small diameter and is in Jeopardy of leaking that will damage county rd. | Installing larger water line of approved material to better serve residents and avoid damage to paved county rd. | 20000 | 1998-01-01 | 14 | San Diego District
3701995 | 001 | WILLOWSIDE TERRACE WATER ASSOCIATION | M | 0 | C | 100 | low water pressure from 2-inch lines | install 4 to 6 inch lines and new pump | 250000 | 2006-01-01 | 14 | San Diego District | distribution improvements - pumps & larger lines
3701995 | 002 | WILLOWSIDE TERRACE WATER ASSOCIATION | M | 0 | C | 100 | We need a secondary pump for emergency use and also to replace our existing water lines that are old and inadequate for our needs.l | We need a secondary pump for emergency use and also to replace our existing water lines that are old and inadequate for our needs.l | 125000 | 2010-01-01 | 14 | San Diego District | installation of secondary pump and replacing of old water lines
4100515 | 001 | MARTINS BEACH WATER SYSTEM | M | 0 | C | 100 | Need to upgrade | Modernize the existing purification system. | 50000 | 2001-01-01 | 17 | Santa Clara District
4900637 | 001 | MAGIC MOUNTAIN MUTUAL WATER COMPANY | M | 0 | C | 100 | Aged distribution system and storage tanks | Replace mainlines and new tanks | 650000 | 2002-01-01 | 18 | Sonoma District
5800820 | 003 | RIVER HIGHLANDS COM.SERV.DIST | M | 0 | C | 100 | This community PWS has experienced water outages during the last two summers. The water sources are unreliable in the summer months and are not adequate to serve this system during the drought conditions now being experienced in California. | This project would include the construction and development of new production wells. The pumps, panels and pipelines would also be installed after completion of the new wells. | 500000 | 2009-01-01 | 21 | Valley District | Additional water source(s)
4300912 | 001 | MECCHI WATER COMPANY | M | 0 | C | 104 | System is served with a 2" water main that is inadequate. | Replace 2" main to 4" main. Install meters to all users. | 80000 | 1998-01-01 | 17 | Santa Clara District | Replace mains and install meters
2310012 | 001 | IRISH BEACH WATER DISTRICT | M | 0 | C | 106 | Storage tanks in poor physical condition; distribution system mains in poor physical condition. | Repair, patch, and repaint water storage tanks. Professional inspection of water system facilities to produce a water system master plan. | 150000 | 2002-01-01 | 3 | Mendocino District
2310012 | 003 | IRISH BEACH WATER DISTRICT | M | 0 | C | 106 | Aging storage tanks are steel and deteriorating in the salt air. There are two tanks of 84,000 gallons and 210,000 gallons respectively. These tanks have outlived their useful life. They were used to begin with and have been in place over 40 years. | Tank 1 is 210,000 gallons and needs replacement. Tank 3 is 84,000 gallons and needs replacement. Preliminary engineering indicated geologic concerns at both sites thus the proposal is to replace the same or greater volume at three sites. | 295000 | 2010-01-01 | 3 | Mendocino District | Tank Replacement project
5400604 | 001 | MOUNTAIN VIEW DUPLEXES | M | 0 | C | 108 | Possible shortage of water due to statewide drought | New well and distribution system, and or consolidation to lagrer pws | 500000 | 2009-01-01 | 12 | Visalia District | New Well for PWS, distribution and storage
1500405 | 002 | AERIAL ACRES WATER SYSTEM | M | 0 | C | 114 | Current transite lines running from Ave. A to Ave. B and along the length of Ave. B need to be replaced due to leaky seals caused by age and root penetration and overall depreciation of system lines, replace old valves and lateral lines to fire hydrants | Install from Ave. A to Ave. B (~675 ft.) & along length of Ave. B (~2625 ft.) of 6-inch, class 150, C-900 pipe with tracer wire to replace existing transite lines (~3,300 ft. total), installation of 6-inch & 4-inch gate valves along Ave. B, 4-inch pipe | 50000 | 2003-01-01 | 19 | Tehachapi District
5400655 | 001 | CENTRAL MUTUAL WATER CO | M | 0 | C | 115 | Add a source of water to the storage and distribution of this water system due to the recent drought in the State | New well and distribution and or consolidation with larger PWS | 500000 | 2009-01-01 | 12 | Visalia District | Emergency Funding for my community water system due to drought. First Pre Application
1000366 | 001 | SUNNYSIDE CONVALESCENT HOSP | M | 0 | C | 116 | Single well, if it fails, system is out of water. | Drill new well or interconnection if possible. | 200000 | 2009-01-01 | 23 | Fresno District | New well to augment single well
1000295 | 002 | KINGS PARK APARTMENTS | M | 0 | C | 120 | Single well system, if it fails, the system is out of water. | Drill a new well or interconnection if possible. | 200000 | 2009-01-01 | 23 | Fresno District | New well to augment single well
3100011 | 003 | AUBURN VALLEY COMMUNITY SERVICE DIS | M | 0 | C | 120 | The gravity feed lines and control valves were installed in the mid 1970s. In 2004 when resolving water impurity problems at Auburn Valley CSD, we were unable to shut down the system using three key valves due to their leakage which was so high tha | With regards to the valve replacements, it is critical that these valves be replaced. At this time, if there is contamination somewhere in the water system it is impossible to shut down specific areas of the subdivision and repair any problems. Ins | 155178.62 | 2008-03-01 | 2 | Lassen District | Valve Replacement and New Well
1000430 | 002 | COUNTRY VIEW ALZHEIMER CENTER | M | 0 | C | 125 | Single well, if it fails, the system will be out of water | Drill a new well or interconnection | 200000 | 2009-01-01 | 23 | Fresno District | New well to augment single well
1900936 | 002 | AQUA J MUTUAL WATER COMPANY | M | 0 | C | 125 | Aqua-J-Mutual Water Company is a 55 year old company. Since the early 50's "Aqua-J" has delivered a quality product to the members within the District. We are a small rural community and the service has been uninterrupted. Over the years we have upgrad | Aqua-J-Mutual Water Company will construct and integrate a parellel and alternate drinking water system into the existing physical plant while upgrading and augmenting the electrical panel and pressure delivery system.The primary focus of "Project Endeavo | 903350 | 2009-01-01 | 16 | Central District | Project ENDEAVOR to arise to standard
3701988 | 001 | ALPINE OAKS ESTATES LLC | M | 0 | C | 125 | Water outages caused by insufficient source and storage. | Construct additional well and 20,000 gallon storage tank. | 100000 | 1998-01-01 | 14 | San Diego District
4200800 | 001 | EAST VALLEY FARMS MUTUAL WATER | M | 0 | C | 125 | The EVFMWC system is currently unable to comply with mandatory CDPH requirements for adequate backflow prevention and water supply. In addition, the system lacks adequate design redundancy for periods of power outage and adequate contingency planning for | In order to address the deficiencies within the EVFMWC system, a prioritized capital improvement program was prepared for the Company in 2007. The proposed projects are ranked in order of priority, with the highest priority project listed first, as follo | 475000 | 2009-01-01 | 6 | Santa Barbara District | East Valley Farms MWC Supply and Distribution System Improvements
4300522 | 005 | LAKE CANYON MUTUAL WATER COMPANY | M | 0 | C | 125 | Currently approximately 50% of the community is served by an inaequate water main (2" line) which drastically decreases water pressure and is below Cal Fire requirements!With the recent fires in the Santa Cruz Mountains residents and the Board of the Lake | Major Project Phases: Planning, Permitting, Engineering, Excavation, Removal of old line, Installation of new 6" lineScope: Affects approx. 2 miles pipe ( 30 homes or 80 residents)Timeline: Expect from planning to installation to take 18 months | 400000 | 2009-01-01 | 17 | Santa Clara District | Extend 6 inch line to residents in lower canyon area.
2701355 | 001 | PRINCES CAMP RESORT WS | M | 0 | C | 126 | Need new pipelines, pump, and more water pressure. | Replace pipes and pump. | 28672.5 | 1998-01-01 | 5 | Monterey District
1000244 | 001 | SHADY LAKES MOBILE HOME PARK | M | 0 | C | 130 | System supplied by single well, if it goes dry the system will be out of water. | Drill a new well or interconnect if possible | 200000 | 2009-01-01 | 23 | Fresno District | New well to augment single well
4900560 | 001 | KELLY MUTUAL WATER COMPANY | M | 0 | C | 135 | 50 year old distribution system (2.5 inch) with failing water mains. | Replace distribution mains, hydrants, pressure tanks. | 200000 | 1998-01-01 | 18 | Sonoma District
1500563 | 001 | CHINA LAKE ACRES MUTUAL WATER COMPANY | M | 0 | C | 145 | With only one well as a source of water supply, this public water system is deemed to have unreliable water supply. | Funds are needed to drill a second well or consolidate with nearby water system. The goal of the project is to ensure served people of a reliable domestic water supply. | 200000 | 2009-01-01 | 19 | Tehachapi District | Second Well for the Water System or inter-tie project for a more reliable water supply
5500120 | 001 | 49ER TRAILER RANCH | M | 0 | C | 148 | only one approved source | only one approved source | 100000 | 2009-01-01 | 11 | Merced District | 49er Trailer Ranch
1000039 | 001 | FCSA #10/CUMORAH KNOLLS | M | 0 | C | 150 | CSA No. 10 must be able to provide water to 47 residential parcels. The 10,000 gallon hydropneumatic tank was originally installed in1963. The deteriorating tank is rusted and seeping. Corrosion of the tank leaching into the water system represents a h | The District shall replace the aging and failing 10,000 gallon hydropneumatic tank. The existing tank shall be hauled to a recycler for disposal. The cost estimate to construct a 10,000 gallon hydropneumatic tank and destroy the existing tank is approxi | 60000 | 2010-01-01 | 23 | Fresno District | Replace 10,000 gallon hydropneumatic tank
1000186 | 001 | HELM SCHOOL | M | 0 | C | 150 | The School is supplied water from one well that if it goes out due to drought conditions would need another well. | If current well goes out, a new well or consolidation with a larger system would be needed. | 200000 | 2009-01-01 | 23 | Fresno District | New well to augment single well
1400020 | 002 | Aberdeen Resort | M | 0 | C | 150 | The community of Aberdeen currently has a water storage capacity of merely 5,000 gallons. The community can deplete this water in less than 15 minutes. This is with a minimum amount of people within the community. The community if at full capacity of peop | The community of Aberdeen currently has a water storage capacity of merely 5,000 gallons. The community can deplete this water in less than 15 minutes. This is with a minimum amount of people within the community. The community if at full capacity of peop | 400000 | 2009-01-01 | 13 | San Bernardino District | Water Storage (2008)
1500401 | 003 | METTLER COUNTY WATER DISTRICT | M | 0 | C | 150 | Mettler is a disadvantaged community located several miles from other community water systems. Their only well is about 14 years old and was drilled to replace two water wells that were contaminated with Nitrates (238 & 98 ppm) from local septic systems. | Design and construction of a test well/community well with a pump and water lines to connect to the community water system. The well site will be on land donated by the Water District. This will provide an alternate water supply to the community when th | 600000 | 2009-01-01 | 19 | Tehachapi District | Mettler Well Project
2000851 | 002 | MD#40 SUNSET RIDGE ESTATES | M | 0 | C | 150 | System wells Exceed secondary MCLs for iron at 300 ppb and Manganese at 50 ppb. Current iron level is 690 ppb and current manganese level is 160.33 ppb. The system does not have adequate production system wells are not able to keep up with water demand. | Install iron and manganese removal plant. Replace current distribution system and storage tank. Drill high production well. | 1200000 | 2008-06-01 | 11 | Merced District | MD-40 Contaminant removel
3901303 | 001 | ACAMPO WATER SYSTEM | M | 0 | C | 150 | WELL 1 HAS DBCP BELOW THE MCL. HOWEVER, WELL 2, THEIR STAND-BY WELL HAS DBCP GREATER THAN THE MCL. | REPLACE WELL 2 WITH NEW WELL. OTHER = DESIGN AND CONSTRUCTION | 450000 | 1998-01-01 | 10 | Stockton District
4900630 | 001 | AUSTIN CREEK MUTUAL (SPRINGHILL) | M | 0 | C | 150 | pump motor electrical relay in disrepair | Electric Relay | 5000 | 2003-01-01 | 18 | Sonoma District | Electric Relay
4900850 | 002 | BODEGA WATER COMPANY | M | 0 | C | 150 | Bodega Water Company (BWC) seeks funding to upgrade its aged drinking water system and mitigate potential public health risks. BWC serves a small, rural, economically disadvantaged community and is located in a Level 4 Water Scarce Area. This scarcity, | The following upgrades are submitted in order to bring the BWC water system into conformance with safe drinking water system standards.1. Electrical System: The electrical system from the drop pole to two supply wells will be repaired. Overhead conduit w | 800000 | 2010-01-01 | 18 | Sonoma District | Bodega Water System Upgrade
1000200 | 001 | RUBYS VALLEY CARE HOME F | M | 0 | C | 158 | System suppled by one well. If it goes out due to drought the system would be out of water. | Drill a new well or interconnect if possible. | 200000 | 2009-01-01 | 23 | Fresno District | New well to augment single well
3600209 | 001 | Rocky Comfort MWC | M | 0 | C | 160 | Rocky Comfort MWC has been receiving its domestic water supply directly from the City of Redlands since 1924. The MWC has one metered connection with the City and is billed monthly for water use in accordance with the 1924 Agreement. The Agreement limit | The MWC recently contracted with an engineering firm to investigate alternatives for ensuring continuous adequate pressure. Three system improvements were evaluated. One alternative was based on the storage needs to allow for the simultaneous irrigatio | 143000 | 2009-01-01 | 13 | San Bernardino District | Rocky Comfort MWC Pump and Tank for Pressure Interruptions
2700772 | 001 | STRUVE RD WS #02 | M | 0 | C | 166 | Insufficient water storage capacity. | Build storage tanks and take measures for well head protection. These projects would involve study, design, and construction. | 50000 | 1998-01-01 | 5 | Monterey District
0707569 | 001 | ANGLERS SUBDIVISION 4 | M | 0 | C | 168 | Inadequate mains, low pressure not in compliance with WW Standards. | Install 3" - 4" lines throughout entire system. To each lot/hook-up. | 560000 | 1998-01-01 | 4 | San Francisco District
1700511 | 001 | HARBIN HOT SPRINGS | M | 0 | C | 170 | Old pipes in poor condition and inadequate storage | Replace old galvanized pipe and install new 100,000 gallon storage tank. | 300000 | 2003-01-01 | 3 | Mendocino District | Distribution/Storage Improvements
5400682 | 001 | CENTRAL WATER CO | M | 0 | C | 170 | A portion of the unincorporated Tulare County community of Plainview is served with potable water by Central Water Company. The water system is supplied with water by one groundwater well. In light of the current drought conditions being experienced th | This portion of the community of Plainview currently obtains its potable water supply from one community groundwater well. If this well were to fail due to dropping groundwater levels or other emergencies, the community would have no source of domestic w | 1000000 | 2009-01-01 | 12 | Visalia District | Central Water Company Water Supply Reliability Project
1000042 | 003 | FCWWD #40/SHAVER SPRINGS | M | 0 | C | 172 | The District is currently searching for a new water source since 5 of their 6 wells are chemically or radiologically contaminated. Currently, the District does not have potable water. The District must also carefully manage its water use because the 2 a | 1. Approximately 1/2 mile of water pipeline shall be constructed to access the new well source. The cost estimate to construct this pipeline is $350,000. This includes the cost of booster pumps and/or pressure tanks required to pressurize the distribut | 500000 | 2010-01-01 | 23 | Fresno District | Replace water storage tank, construct water distribution system, destroy wells
1000484 | 001 | FCSA #34/BRIGHTON CREST | M | 0 | C | 175 | County Services Area (CSA) No. 34 encompasses the Millerton New Town Plan Area. It is located on the north and south side of Millerton Road approximately 1.5 miles east of the unincorporated community of Friant. Raw water is drawn from Millerton Lake by | Within this context, staff, in consultation with engineering consultant, is recommending that the overall situation be address in two phases. Phase I could be implemented immediately to address most of the problems caused by a draining pipeline and provi | 400000 | 2009-01-01 | 11 | Merced District | Millerton Lake Pump and Pipeline Improvements
5400718 | 002 | WILLIAMS MUTUAL WATER CO. | M | 0 | C | 180 | A portion of the unincorporated Tulare County community of Cotton Center is served with potable water by Williams Mutual Water Company. The water system is supplied with water by one groundwater well. In light of the current drought conditions being exp | A portion of the community of Cotton Center currently obtains its potable water supply from one community groundwater well. If this well were to fail due to dropping groundwater levels or other emergencies, the community would have no source of domestic | 1000000 | 2009-01-01 | 12 | Visalia District | Williams Mutual Water Supply Reliability Project
3110017 | 004 | SIERRA LAKES COUNTY WATER DIST F | M | 0 | C | 185 | The water system infrastructure was constructed in the 1960's and has reached the end of its useful life. The mainlines are Asbestos-Cement pipe and are beginning to fail due to age, water chemistry and original construction practices. The District retai | The 09-002 project includes the following components:---Replacement of approximately 2,580 lineal feet of 4-inch diameter AC water main line with 8-inch diameter PVC mainline---Replacement of 4 mainline valves---Replacement of 3 fire hydrants---Replacemen | 844521 | 2010-01-01 | 2 | Lassen District | CIP Project 09-002 Replace Water Mains and Laterals
3110017 | 005 | SIERRA LAKES COUNTY WATER DIST F | M | 0 | C | 185 | The water system infrastructure was constructed in the 1960's and has reached the end of its useful life. The mainlines are Asbestos-Cement pipe and are beginning to fail due to age, water chemistry and original construction practices. The District retain | The 2009 project includes the following components:----Replacement of approximately 5,500 lineal feet of 4-inch diameter AC water main line with 8-inch PVC diameter mainline.----Replacement of 26 mainline valves----Replacement of 6 fire hydrants----Replac | 1366076 | 2010-01-01 | 2 | Lassen District | CIP Project 09-001 Replace Water Mains and Laterals
4100509 | 003 | COUNTY SERVICE AREA 7 | M | 0 | C | 186 | Replace deteriorated piping | Lay new piping (3") along Pescadero Creek Road to Alpine Creek Bridge. | 100000 | 2003-01-01 | 17 | Santa Clara District | Pescadero creek road pipe
4100509 | 005 | COUNTY SERVICE AREA 7 | M | 0 | C | 186 | Most of the distribution system water pipelines in CSA-7 are old, poorly installed, and undersized based on current water industry standards - Title 22 of the California Code of Regulations. Pipe materials include galvanized steel, cast iron, ductile iron | A master plan for the water system was prepared in 1998 to identify water system needs and capital improvement projects. This project includes implementation of a majority of the recommendations of the master plan to improve the water distribution system | 1000000 | 2009-01-01 | 17 | Santa Clara District | County Service Area No. 7 Water Distribution System Improvements
3600399 | 001 | Paradise Mobile Estates | M | 0 | C | 190 | The well shut off twice a day. They concerned about water quality (gross alpha : 8.2 + 2.9, but not known uranium Ra 226, Ra 228 levels) | Possibly new well & pump & filtration system | 300000 | 2005-01-01 | 13 | San Bernardino District | New Well & Pump & Filtration System
4300560 | 003 | GREEN MOUNTAIN WATER COMPANY | M | 0 | C | 190 | develop second source and chlorination system for this source | develop second source and chlorination system for this source | 150000 | 2003-01-01 | 17 | Santa Clara District | Development of 2nd water source and chlorination system for this source
4300560 | 005 | GREEN MOUNTAIN WATER COMPANY | M | 0 | C | 190 | repair or replace piping in distribution system | repair or replace piping in distribution system | 800000 | 2005-01-01 | 17 | Santa Clara District | Repair or replace piping in distribution system
5400728 | 001 | GRIER MUTUAL WATER CO | M | 0 | C | 190 | Possibility of water shortage and storage for this community water system | New well, storage, and distribution system and or consolidation to larger pws. | 500000 | 2009-01-01 | 12 | Visalia District | New First PreApp -- New Well and Storage
1400070 | 007 | Sierra Grande Estates Mutual Water Co. | M | 0 | C | 200 | The water system pumps well water into above ground storage tanks, then the water is pumped into the distribution system as required. The current system’s hydro-pneumatic tank is rusted and has been removed from service. The system is pressurized by a si | Installation of a new 5000 gallon hydro-pneumatic pressure tank with a staged 4 pump system- 25- 750 gpm- and backup power generator set. The pumping system will provide redundancy and capacity while increasing the efficiency of the facility. The project | 290000 | 2010-01-01 | 13 | San Bernardino District | Sierra Grande Pump Station
1500483 | 001 | ALLEN ROAD MUTUAL WATER SYSTEM | M | 0 | C | 200 | LOW LEVEL OF WATER. NEED ADDITIONAL SOURCE CAPACITY FOR RELIABLITY | DRILL NEW WELL. OTHER - STUDY, DESIGN, CONSTRUCTION AND OTHER | 100000 | 2002-01-01 | 19 | Tehachapi District
1500483 | 002 | ALLEN ROAD MUTUAL WATER SYSTEM | M | 0 | C | 200 | the Water System has only one well. A second source of supply is needed. | Intertie with CWS- Bakersfield or drill a second well is needed | 500000 | 2009-01-01 | 19 | Tehachapi District | Allen Road MWC- Second Well / Intertie with CWS-Bakersfield
4900660 | 001 | YULUPA MUTUAL WATER COMPANY | M | 0 | C | 200 | Insufficient storage | Construct two tanks: 96,000 and 65,000-gallon tanks. | 400000 | 2004-01-01 | 18 | Sonoma District | Yulupa MWC - Tank Project
5500053 | 002 | LEISURE PINES MUTUAL WATER CO | M | 0 | C | 200 | Need additional storage capacity. | Install a new storage tank and pump station. | 50000 | 2003-01-01 | 11 | Merced District | New Storage Tank
5500053 | 003 | LEISURE PINES MUTUAL WATER CO | M | 0 | C | 200 | Need more storage capacity, especially for fire protection. | Install additional storage and pumping facilities. | 87000 | 2005-01-01 | 11 | Merced District | New Storage and Pump Facilities
4400572 | 002 | FERN GROVE WATER CLUB | M | 0 | C | 211 | Aging pipes and aging water tanks | replace current galvinized pipe w/ PVC pipe. Replace metering boxes and 6 or 7 stainless steel tanks | 500000 | 2007-01-01 | 5 | Monterey District | Aging Pipes
0510019 | 002 | WALLACE COMMUNITY SERVICES DISTRICT | M | 0 | C | 220 | The District currently operates with only one qualified well. Qualification of a second well is in process. Once completed, the system controller will need to be replaced to properly operate both wells in an optimized way for safety, water quality and a | For proper operation of the water system as a whole, the following tasks will be performed.a. Install a new water system controller that will control the three wells in normal and "backup" operation.b. Install flow control capability at each well to pro | 225000 | 2010-01-01 | 10 | Stockton District | Multi Well Activation (2009)
4900543 | 002 | SONOMA COUNTY CSA 41-SALMON CREEK | M | 0 | C | 220 | Marginal quantity of water supply. | Improvements of the subsurface diversion. | 10000 | 1998-01-01 | 18 | Sonoma District
1500544 | 002 | ENOS LANE PUBLIC UTILITY DISTRICT | M | 0 | C | 250 | Dead end water lines | Loop system | 300000 | 2003-01-01 | 19 | Tehachapi District
4300575 | 002 | TWIN VALLEY, INC. | M | 0 | C | 250 | Recurring TCR MCL violations. | Install new tank & piping. | 150000 | 1998-01-01 | 17 | Santa Clara District | New tank and distribution system system (1997)
4300575 | 003 | TWIN VALLEY, INC. | M | 0 | C | 250 | Twin Valley, Inc. currently has two water storage tanks: One is a 33000 gallon Old Redwood wine tank (est. 95 years old) at 620 feet altitude and Two - a steel 70000 tank at 820 feet altitude. The Old Redwood wine tank need replacement and expansion wi | EligibilityTwin Valley Inc. project is to replace and expand the current old Redwood Storage Tank (est. 95 years old) with Seven 20,000 gallon storage tanks at TWO DIFFERENT LOCATIONS on the TWIN VALLEY TERRITORY map. These seven 20,000 gallon tanks will | 240000 | 2010-01-01 | 17 | Santa Clara District | Wooden Water Storage Tank Replacement and expansion Storage Facility
4300575 | 004 | TWIN VALLEY, INC. | M | 0 | C | 250 | Currently there is a 33000 gallon 100 year old redwood storage tank that holds the water pumped from five different wells. This tank leaks, mice, rats, squels, bird and other animals and insect manage to find there way into the tank offen. They contamina | Project Outline:Acquire Fund resources $150,000Planning setup of new construction of new tank locationAcquire new tank location or use current locationDesign New Tank plansGet Premits and Approvals from County PlanningStart Construction: - excavate tank | 150000 | 2010-01-01 | 17 | Santa Clara District | Replace 100 year old wooden water storage tank
4900532 | 018 | SONOMA COUNTY CSA 41-JENNER | M | 0 | C | 250 | The Jenner Water System serves 100 customers located at the confluence of the Russian River & the Pacific ocean and along highway 1. The geology is typically fragile, there are numerous earth slides within the community. Typically the movement of the soil | The project consists of installing 1000 feet of 6 inch & 4 inch water mains in three locations within the Jenner water system CSA #41. The main 6" line on Hereford Drive and the 4" line on La Porte Road will be relocated to a stable location within the ex | 120000 | 2010-01-01 | 18 | Sonoma District | Replacement of Water Mains - Jenner C S A # 41
3500006 | 001 | CSA NO. 31 STONEGATE WS | M | 0 | C | 252 | Interior coatings on the system's two storage tanks are failing and need to be restored. | Re-coat tanks. | 100000 | 1998-01-01 | 5 | Monterey District | Recoat tanks (1997)
3500006 | 002 | CSA NO. 31 STONEGATE WS | M | 0 | C | 252 | The water system problem experienced by the residents of County Service Area (CSA) No. 31, Stonegate, Water systems with water outages or significant water quantity problems | Design and construction of a groundwater well, connected by a 2,400 - 4,800 linear foot 6" pipeline from privately owned property to Stonegate's existing potable and non-potable water distribution system. It is estimated that this well capacity would nee | 1470000 | 2010-01-01 | 5 | Monterey District | Stonegate Groundwater Well and Delivery System
5602117 | 003 | STRICKLAND ACRES | M | 0 | C | 252 | The distribution system contains 4" and 6" transite (asbestos cement) pipe, and a variety of steel black pipe and galvanized, and copper laterals. The steel laterals are old and restricted in flow due to corrosion deposits. This project would involve rep | - Upgrade 4” transite pipe to 8" PVC; estimated cost $660,000 based on 5280 linear feet at $125 per foot. Includes slurry pavement repair. - Replace Steel laterals with PVC; est. $150,000 based on 100 laterals at $1,500 ea. - Isolation valves; estimat | 1227000 | 2010-01-01 | 6 | Santa Barbara District | Strickland Mutual Distribution Pipe and Lateral Replacement 2009
4900558 | 001 | BELMONT TERRACE MUTUAL WATER COMPANY | M | 0 | C | 264 | This project would upgrade and improve the efficiency of an aging mutual well pump delivery system which supplies drinking water for 85 homes. The Mutual Water Co. owns two groundwater wells and plans to abandon a secondary well that contains levels of ni | This project would abandon the 57-year old secondary well and replace our existing primary well pump and booster pumps to include: 1) New main well pump 2) VSD booster pumps 3) Replacement of electrical service/control panels. 4) New standby power genera | 184169 | 2010-01-01 | 18 | Sonoma District | Well Pump Upgrade Project
4900558 | 002 | BELMONT TERRACE MUTUAL WATER COMPANY | M | 0 | C | 264 | This project would replace an aging, undersized distribution system and bring it up to modern standards. The system was installed in 1952. It has undersized 4" asbestos concrete mains, ineffective wharf style hydrants, and leaky control valves. Concerns a | This project would vastly improve the reliability of an aging distribution system in order to adequately supply drinking water and fire protection to this community.By increasing the size of AC mains to 8" it would increase pressure/volume to protect the | 2921830 | 2010-01-01 | 18 | Sonoma District | Distribution System Replacement
2701364 | 001 | PEDRAZZI MWC | M | 0 | C | 273 | Water system needs to add a new well to improve supply reliability. | Drill a new well and tie it into the existing system. | 561050 | 1998-01-01 | 5 | Monterey District
4100503 | 001 | BUTANO CANYON MUTUAL | M | 0 | C | 276 | Antiquated distribution system consisting of undersized, corroded galvanized iron pipes. Problems include excessive headloss, leakage, | Intallation of distribution systtem consisting of HDPE pipes | 450000 | 1997-01-01 | 17 | Santa Clara District | Replacement of distribution system
4100503 | 003 | BUTANO CANYON MUTUAL | M | 0 | C | 276 | After completeing a tank inspection and cleaning, it has been determined that our two (2ea) sixty thousand (60,000) gallon bolt-up drinking water storage tanks are in need of replacement due to old age, deterioration and interior rust.Tanks are located i | Project involves the purchase and delivery of two (2) new glass-fused-to-steel 60,000 gallon replacement tanks which will have to be down loaded from a 40ft flatbed to a smaller truck for delivery over 3 miles of a very narrow, winding road through a redw | 200000 | 2008-09-01 | 17 | Santa Clara District | Storage Tank Replacement
3200188 | 005 | Greenhorn Creek Services District | M | 0 | C | 280 | Greenhorn Creek Community Services DistrictProblem DescriptionThe Greenhorn Creek Community Services District is located approximately ten miles East of Quincy California. The CSD was formed in 1975 and provides water and fire protection to the community. | Greenhorn Creek Community Services DistrictProject DescriptionThe study completed by Shaw Engineering found that the existing water system does not have adequate storage facilities to meet the requirements for Operational and Emergency Storage.The Project | 213000 | 2010-01-01 | 2 | Lassen District | Water Tank installation and well pump replacement
1000056 | 001 | MEADOW LAKES CLUB | M | 0 | C | 300 | Water system currently has only 1 operating well for 132 connections. Distribution system is old. | Additional source and upgrade distribution system. | 2500000 | 2005-01-01 | 23 | Fresno District
1000298 | 001 | WOODWARD BLUFFS MHP | M | 0 | C | 300 | Single well system, if it fails, the system is out of water. | Drill a new well or interconnection | 200000 | 2009-01-01 | 23 | Fresno District | Drill a new well to augment single well
1500542 | 002 | WILLOW SPRINGS MOBILE HOME PARK | M | 0 | C | 300 | With only one hard rock well as a source of water supply, this public water system is deemed to have unreliable source capacity. | FUNDS NEEDED TO DRILL A SECOND WELL FOR THIS WATER SYSTEM. THE GOAL IS TO ENSURE SERVED PEOPLE OF A RELIABLE DOMESTIC WATER SUPPLY. | 200000 | 2009-01-01 | 19 | Tehachapi District | DRILL A WELL FOR INCREASING SOURCE CAPACITY
1900301 | 001 | SHADOW ACRES MUTUAL WATER CO | M | 0 | C | 300 | 9 DEAD-ENDS RESULTING IN LOW PRESSURES AT THE HIGHER ELEVATION AREA | TIE THE DEAD-ENDS TOGETHER AND LOOP OUR ENTIRE DISTRIBUTION SYSTEM | 280000 | 1998-01-01 | 16 | Central District
1900301 | 002 | SHADOW ACRES MUTUAL WATER CO | M | 0 | C | 300 | WATER PRESSURE FLUCTUATES EXCESSIVELY (UP TO 0.5 NOMINAL) IN THE SUMMER DUE TO DEMANDS ON BOTH THE WATER WHOLSALER'S SYSTEM AND OUR USER DEMANDS. | INSTALL A BOOSTER SYSTEM NEAR THE WHOLESALER'S WATER TURNOUT. | 130000 | 2000-01-01 | 16 | Central District
3110042 | 005 | TAHOE SWISS VILLAGE UTILITY | M | 0 | C | 300 | TSVU has two approved sources of supply and one unfiltered lake source that feed the entire service area. The two approved 250 GPM groundwater sources intersect at a four inch main. The hydraulics at that intersection create for inefficiencies of the | The proposed project is to replace 4" steel main ant to install approximately 1400 feet of 8" watermain, valves, fittings, three fire hydrants there is a bore or open trench dig accross State Highway 89. The replacement of the old distribution main wil | 412000 | 2010-01-01 | 2 | Lassen District | TSVU Grand Ave. pipeline and highway 89 crossing
3110042 | 006 | TAHOE SWISS VILLAGE UTILITY | M | 0 | C | 300 | Tahoe Swiss Village Utility (TS) years ago, for a tank site, purchased a vacant lot for $12,000. This lot is adjacent to a very small 50,000 gallon water storage tank. This tank supplys storage for 95% of the TS system. Peak day demand is 400,000 gallo | Tahoe Swiss Village Utility (TS) would build a very much needed large diameter water storage tank. This 400,000 gallon bolted steel tank would allow the TS system have water for a full day of peak demands. There would be approximately 600 feet of 8" mai | 875000 | 2010-01-01 | 2 | Lassen District | Tahoe Swiss Village Utility-Sierra Vista Ave. Water Storage Tank
3110043 | 003 | MADDEN CREEK WATER COMPANY | M | 0 | C | 300 | currently we lack adequate backup supply | install additional well and monitoring equipment | 500000 | 2010-01-01 | 2 | Lassen District | redundant well
3110043 | 004 | MADDEN CREEK WATER COMPANY | M | 0 | C | 300 | currently most of hiway 89 is served by a conglomeration of 2" and lessor main pipeline. This pipe is unable to supply fire flows. | install 8" pipe with fire hydrants at 450 ft intervals | 1166000 | 2010-01-01 | 2 | Lassen District | hiway 89 homewood fire protection
3110043 | 005 | MADDEN CREEK WATER COMPANY | M | 0 | C | 300 | current storage does not meet atandaeds | add storage tank meeting requirements | 150000 | 2010-01-01 | 2 | Lassen District | additional storage
3110047 | 001 | TALMONT RESORT IMPROVEMENT DISTRICT F | M | 0 | C | 300 | Old, single source well - diminshing GPM. Upper pressure system in deteriorating. | Need new well. Install pressure tank and pressure pumps. | 150000 | 1998-01-01 | 2 | Lassen District
3900805 | 001 | MOREHEAD PARK | M | 0 | C | 300 | Old system with leaking distribution, well at end of useful life. | Replace distribution system, drill new well, and add storage tank. | 1500000 | 2007-01-01 | 10 | Stockton District | Morehead Park Well Replacement
4300563 | 001 | MT. PLEASANT WATER USERS ASSOCIATION | M | 0 | C | 300 | Old surplus pipe from the 40's and 50's is in use to supply water users. This pipe was never intended to be used for as many years as it has. Breaks are becoming more frequent and more difficult to repair as it is extremely brittle. A large break could re | A water distribution line made up of war surplus pipe is in need of immediate replacement under approximately 1 mile of roadway. The pipe is rusting and has become very brittle. A major break in this line could drain the first level of storage tanks and l | 250000 | 2009-01-01 | 17 | Santa Clara District | Old pipe replacement Mt. Pleasant Rd. toward Quimby Rd.
4300563 | 002 | MT. PLEASANT WATER USERS ASSOCIATION | M | 0 | C | 300 | First level storage tanks are not strapped down. In the event of a serious earthquake, the tanks could move enough to break incoming and outgoing connections or even tip over and roll downhill. | (2) first level storage tanks are potentially able to move off their foundations in an earthquake of sufficient magnitude. These tanks could also topple over and roll downhill through homes below them.An engineering study needs to be conducted first to de | 250000 | 2009-01-01 | 17 | Santa Clara District | Seismic retrofit lower tanks
1700526 | 003 | PINE GROVE WATER SYSTEM | M | 0 | C | 304 | The Pine Grove Water System is operated by the Cobb Area Coounty Water District under court ordered receivership.The system is considered "under the influence of surface water", and must meet the Surface Water Treatment Rule. Part of this requirement is | The project entails meeting the surface water treatment rule, and must be thought of in those terms. The condition of these tanks goes beyond what might be deemed acceptable, and should be given the highest priority. The amount of the project may fluctu | 75000 | 2010-01-01 | 3 | Mendocino District | PINE GROVE STORAGE TANK REPLACEMENT
3600089 | 004 | Desert Springs MWC | M | 0 | C | 325 | Pipes laid 55 yrs ago. They are sending every cent they get to keep pipeline up | Replace with C-900 Class 200 | 450000 | 2005-01-01 | 13 | San Bernardino District | Pipeline replacement
2300514 | 001 | ELK COUNTY WATER DISTRICT | M | 0 | C | 326 | Undersized steel water main in poor physical condition. | Replace distribution system with new mains. | 650000 | 2002-01-01 | 3 | Mendocino District
2610002 | 003 | JUNE LAKE PUD VILLAGE | M | 0 | C | 330 | Need to improve the availability of fire flows throughout major residential and commercial regions within the Village System by replacing and enlarging 270-feet of old, undersized pipeline with 8-inch ductile iron pipe and 9,829-feet of old, undersized pi | Need to replace and enlarge old, undersized pipeline with 270-feet of pipeline with 8-inch ductile iron pipe and 9,829-feet of pipeline with 6-inch ductile iron pipe. This will improve the availability of fire flows throughout major residential and comme | 1742900 | 2010-01-01 | 13 | San Bernardino District | Pipeline replacement program
2610004 | 002 | JUNE LAKE P.U.D.-DOWN CANYON | M | 0 | C | 330 | Replacement and enlargement of pipelines needed to improve system performance throughout the Down Canyon service area. | Need to replace and enlarge 1356 feet of pipeline with 6-inch ductile iron pipe. | 230000 | 2010-01-01 | 13 | San Bernardino District | Down Canyon pipeline replacement program
2610004 | 003 | JUNE LAKE P.U.D.-DOWN CANYON | M | 0 | C | 330 | Down Canyon water system experiences significant water quantity problems caused by surface water source capacity that is insufficient to supply current demands. Public notices have been distributed asking customers to conserve water. District establishe | Construction of a groundwater well to supplement existing surface water supplies. Project will include drilling, construction and testing of the well. | 150000 | 2010-01-01 | 13 | San Bernardino District | Clark Well Construction
3702354 | 002 | WARNER SPRINGS ESTATES | M | 0 | C | 340 | During power outages, water distribution/access is very limited and when outages are for long periods of time, without a generator to provide power to run the Well #8 pumping system, it is impossible to provide water to residents.Warner Springs Estates/ | Purchase and install a generator at Well #8. A concrete base, storage structure, propane and electrical connections, appropriate engineering consulatation, etc. will be needed. Propane lines run throughout the community and is the only fuel source; howe | 200000 | 2008-01-01 | 14 | San Diego District | Warner Springs Estates/Stone Ridge Well #8 Generator
4900570 | 002 | PALOMINO LAKES MUTUAL WATER CO. | M | 0 | C | 340 | Tank #1a, a thirty year old, 15,000 gallon redwood tank, is nearing the end of its useful life. The surface of the tank is checked and deteriorated from weather damage and exposure. The tank has leaks and seepage which contribute to algae growth on, and | Remove the existing 15,000 gallon redwood tank and replace its capacity by adding to an existing adjacent 15,000 gallon bolt-together steel tank. The project involves the removal of the roof of the steel tank and adding an eight foot section to the tank. | 15000 | 2009-01-01 | 18 | Sonoma District | Tank #1a replacement
4900570 | 003 | PALOMINO LAKES MUTUAL WATER CO. | M | 0 | C | 340 | Tank #2, a thirty year old, 15,000 gallon redwood tank, is of insufficient capacity and is nearing the end of its useful life. This tank serves forty-five residential connections and is unable to support peak daily demand without repeated refilling durin | Replace the existing 15,000 gallon redwood tank with a 25,000 gallon steel tank. Preliminary geo-technical work has been completed and shows the site suitable for the increased capacity. The redwood tank will be replaced with temporary storage (a tank o | 45000 | 2009-01-01 | 18 | Sonoma District | Tank #2 replacement
1510016 | 005 | RAND COMMUNITIES CWD - RANDSBURG | M | 0 | C | 344 | The existing water supply pipeline runs 7.4 miles from the wells up 1,470 feet of elevation via 3 booster stations to the storage tanks. The transmission pipeline from the wells is 4-inch Schedule 40 PVC and was not properly bedded in the mostly rocky are | The proposed proejct is to replace the existing 7.4 miles of 4-inch pipeline with 6-inch C-900 PVC pipeline from the wells to the storage tanks. This will prevent critical water loss, especially in the current drought conditions, and reduce the potential | 3900000 | 2010-01-01 | 19 | Tehachapi District | Water Supply Pipeline Replacement
2701254 | 001 | CARMEL RIVIERA MWC | M | 0 | C | 350 | Additional well is needed for system reliability. | Drill one or two new wells with the assistance of a Groundwater Geologist to obtain at least 50 gpm of sustainable yield of good quality ground water. | 250000 | 1998-01-01 | 5 | Monterey District | Raw Water Tank
3500509 | 002 | TRES PINOS CWD | M | 0 | C | 350 | The waterworks improvement project will supply fire flow to a community that currently does not have adequate fire flow; it will lift the moratorium on new connections which has been in effect for over 10 years. It also includes pipeline improvements whi | The waterworks improvement project includes two new 250,000 gallon water tanks, land purchase for tank site, new 800 gpm well, 12 pipelines: (Southside to Quien Sabe along Bolado; Third St., F to Airline; First St., F to Airline; Airline to Fifth St, dow | 1666350 | 2007-01-01 | 5 | Monterey District | Tres Pinos Water District - Waterworks Improvement Project
4400539 | 001 | MANANA WOODS MUTUAL WATER CO | M | 0 | C | 350 | Pipes are aging and decaying. | Replace lines, and install shut-off valves, meters, and purification filters. | 50000 | 1998-01-01 | 5 | Monterey District
4400571 | 015 | DAVENPORT COUNTY SANITATION | M | 0 | C | 350 | Davenport Water Distribution Lines ProjectSetting:The community of Davenport in coastal Santa Cruz County has a permanent population of about 400 residents. A 2008 income survey documents that the community has a median household income of $39,999 which c | Davenport Water Distribution Lines Replacement ProjectThe purpose of this project is to replace water distribution lines and service lines in the community of Davenport. Valves and blowoffs will be installed in appropriate locations. Minimum separation re | 530000 | 2010-01-01 | 5 | Monterey District | Davenport Water Distribution Lines
4400595 | 001 | VILLA DEL MONTE MWC | M | 0 | C | 350 | Distribution lines need to be replaced - interruptions in service are increasing. | Replace distribution system. | 490256 | 1999-01-01 | 5 | Monterey District
5400966 | 001 | WESTLAKE VILLAGE M H P | M | 0 | C | 350 | Emergency funding due to drought related problems, storage, distribution and consolidation to larger pws. | New Well, Tank, Storage, distribution, and or consolidation to larger pws | 500000 | 2009-01-01 | 12 | Visalia District | Emergency funding for drought related problems
5601105 | 001 | FILLMORE IRRIGATION CO | M | 0 | C | 355 | Water storage capacity (125,000 gallons) does not meet title 22, water works standards requirements or the system size (150 service connections) | Construct a new tank (125,000 gallons) at site that includes soil compaction, pad, erect new tank with earthquake anchors and signal devices for well pump. | 90000 | 2002-01-01 | 6 | Santa Barbara District
5601105 | 002 | FILLMORE IRRIGATION CO | M | 0 | C | 355 | Slab around Well No. 2 drilled in 1946 is carcked and area at well head is lower than surrounding area (citrus orchard) | Elevate casing head, pour new slab-realign discharge pipe-eliniate possibility of surface contamination | 25000 | 2003-01-01 | 6 | Santa Barbara District
5500060 | 001 | MI-WUK HEIGHTS MWC | M | 0 | C | 360 | Need more water storage for system demand and fire flow. | Construct a new 200,000 gallon storage tank. | 200000 | 2006-01-01 | 11 | Merced District | Water Storage
2000690 | 001 | MD#73 QUARTZ MOUNTAIN | M | 0 | C | 375 | System wells are high in iron the secondary MCL is 300 ppb system is currently at 2790 ppb. System is also exceeding secondary MCL for manganese MCL is 50 ppb and system is currently at 225 ppb. System is also exceeding secondary MCLs for color and turbi | Install iron and manganese removal plant. Drill new high production well. | 1500000 | 2008-06-01 | 11 | Merced District | MD-73 water system quality and quanity enhancement
0707576 | 001 | PLEASANTIMES MUTUAL WATER CO | M | 0 | C | 380 | Replace existing small size water main pipe that causes low pressure with a lager size one. | Install 4" minimum lines to replace 2" low pressure lines, 10,000 L.F. | 550000 | 1998-01-01 | 4 | San Francisco District
1900146 | 001 | SUNNYSIDE FARMS MUTUAL | M | 0 | C | 405 | SYSTEM HAS A 500,000 GALLON WATER TANK THAT THE BOTTOM RUSTED THROUGH AND DOES NOT HOLD WATER. | REPLACE TANK BOTTOM. | 30000 | 1998-01-01 | 16 | Central District
1900146 | 002 | SUNNYSIDE FARMS MUTUAL | M | 0 | C | 405 | WELL IS CURRENTLY UNDERPRODUCING. | DRILL NEW WELL. | 15000 | 1998-01-01 | 16 | Central District
4400598 | 005 | PURESOURCE WATER, INC | M | 0 | C | 450 | Present system requires physical on-site monitoring. There is no method of providing emergency notification. It is possible to have either over-pumping or under-pumping. Over-pumping wastes power and water. Under pumping can lead to system shortages an | Project would consist of installing sensors of appropriate types at each of two wells, a booster pumping station and at a storage tank. It would connect these stations via land-line data transmission which would be internet-available, so that monitorin | 40400 | 2010-01-01 | 5 | Monterey District | SCADA Control System
0105008 | 001 | CASTLEWOOD DOMESTIC WATER SYSTEM | M | 0 | C | 499 | The County of Alameda maintains the domestic water supply for the Castlewood County Service Area through a contract with California Water Service. The system consists of two levels, the lower level supplied by a steel tank and the upper level supplied by | The project would include demoltion of the existing redwood tanks, grading and earthwork, foundation construction, installation of 2 - 100,000 gallon bolted Steel Tanks included cathodic protection and exterior and interior coatings, replacement of the ex | 1700000 | 2010-01-01 | 4 | San Francisco District | Castlewood Storage Tank Replacement
3103836 | 001 | HIDDEN VALLEY COMMUNITY ASSOCIATION | M | 0 | C | 499 | HVCA water systems were originally constructed in the 1950s. Canal water from PG&E was diverted to a small water treatment plant for drinking water purposes. A separate irrigation water system had a pump also sourced by canal water. The piping for thi | Hidden Valley Community Association (HVCA) formed a Water Task Force in 2004 to address its water deficiencies. The Psomas Corporation, Roseville, was hired to do an analysis and make recommendations. Based on the Psomas work, and the Task Force’s own | 3500000 | 2010-01-01 | 2 | Lassen District | Hidden Valley Safe Drinking Water and Regulatory Compliance Project
1500409 | 001 | BROCK MUTUAL WATER COMPANY | M | 0 | C | 500 | Brock Mutual Water Company's well produces water with nitrate above the MCL of 45 mg/L. The Water Company is in violation of the nitrate MCL. | This is for an emergency intertie project. Vaughn Water Company's pipeline is less than 1,000 feet from Brock Mutual WC. As part of the project new distrbution system, meters, and service lines will be installed.NOTE: This record was added by CDPH (Ma | 65000 | 2009-01-01 | 19 | Tehachapi District | Brock Mutual Water Company-Consolidation with Vaughn WC
2800521 | 001 | CIRCLE WATER DISTRICT | M | 0 | C | 500 | 50,000 gal storage tank is leaking badly and is located on fill material in landslide prone area. | Cut into bedrock material and replace tank with 70,000 to 100,000 gal tank. | 300000 | 1998-01-01 | 3 | Mendocino District
2800521 | 003 | CIRCLE WATER DISTRICT | M | 0 | C | 500 | Inadequater source to meet MDD. Storage tanks in poor condition. More storage needed | Install 100 gpm package plant. Replace two tanks, construct one new tank. Construct new well source. | 800000 | 2006-01-01 | 3 | Mendocino District | Treatment & Source Improvements
2800526 | 004 | NAPA COUNTY PUBLIC WORKS-LBRID | M | 0 | C | 500 | The LBRID distribution system was installed in the mid to late 1960's and consists of 28,000 feet of distribution pipe, two 100,000 gallon and one 200,000 gallon redwood water storage tanks, two lift stations, 96 gate valves, three pressure reducing stati | This project shall replace all three of the District's redwood water storage tanks with new pre-stressed concrete tanks. One of the 100,000 gallons tanks would be replaced with a 300,000 gallon, the other 100,000 gallon tank would be replaced with a tank | 3000000 | 2010-01-01 | 3 | Mendocino District | LBRID Water Tank Replacement and Distribution System Upgrade Project
2810013 | 002 | NAPA COUNTY PUBLIC WORKS-NBRID | M | 0 | C | 500 | Aged transmission main needs to be replacement. Inadequate Storage | Replace transmission line, install new storage tank | 291000 | 2006-01-01 | 3 | Mendocino District | Transmission Main/Storage Tank
2810013 | 003 | NAPA COUNTY PUBLIC WORKS-NBRID | M | 0 | C | 500 | The District is currently pursuing an addition of a new water storage tank and associated SCADA remote monitoring equipment, replacement of the transmission main leading from the water treatment plant to the storage tank, replacement of all pressure reduc | This project consists of the construction of a new 1.0 million gallon pre-stressed concrete tank and associated plumbing to be built next to the water treatment facility. The increase in capacity of the tank is to ensure adequate water for fire protectio | 6400000 | 2010-01-01 | 3 | Mendocino District | NBRID Water Distribution System Improvements
3110019 | 005 | SQUAW VALLEY MUTUAL WATER COMP | M | 0 | C | 500 | The Squaw Valley Mutual Water Company (SVMWC) was built in the late 1950s and early 1960s in order to service a subdivision being developed on the northern side of Olympic Valley, CA. Pipes of varying sizes – from 1 inch to 10 inches – and of varying kind | The project consists of constructing a new 8 inch AWWA PVC-C900 waterline within the southern potion of Christy Lane that will connect an existing 6 inch PVC line on Christy to a 6 inch PVC line on Lanny Lane and installing nine single service connections | 200000 | 2010-01-01 | 2 | Lassen District | Christy Lane Pipe Replacement
3110019 | 006 | SQUAW VALLEY MUTUAL WATER COMP | M | 0 | C | 500 | The Squaw Valley Mutual Water Company (SVMWC) was built in the late 1950s and early 1960s in order to service a subdivision being developed on the northern side of Olympic Valley, CA. Pipes of varying sizes – from 1 inch to 10 inches – and of varying kind | The plan is to replace the line at the back of the houses with 1,605 feet of 8-inch AWWA PVC-C900 main in the street. Six new fire hydrants will be placed along this portion of Sandy Way. Homeowners will be required to move their service connections from | 200000 | 2010-01-01 | 2 | Lassen District | Sandy Way Pipe Replacement
3110019 | 008 | SQUAW VALLEY MUTUAL WATER COMP | M | 0 | C | 500 | The Squaw Valley Mutual Water Company (SVMWC) was built in the late 1950s and early 1960s in order to service a subdivision being developed on the northern side of Olympic Valley, CA. Pipes of varying sizes – from 1 inch to 10 inches – and of varying kind | The solution consists of moving these homes into the upper pressure zone by the addition of two pressure reducing valves in order to create a larger upper pressure zone. Currently the upper steel tank (300,000 gallons) only supplies the eight Squaw Summi | 150000 | 2010-01-01 | 2 | Lassen District | Navajo and Apache Water Pressure Improvement
3600308 | 001 | Deer Park Nudist Resort/Buff Creek | M | 0 | C | 500 | Bacteriological problems with source | Construct new well and tank | 50000 | 1998-01-01 | 13 | San Bernardino District
4100531 | 001 | LOG CABIN RANCH | M | 0 | C | 500 | Need emergency power capabilities. | Installation of emergency generator, valves, piping, watert storage tanks and cleaning of emergency water source. | 500000 | 1998-01-01 | 17 | Santa Clara District
5000090 | 001 | PINEWOOD MEADOWS MHP | M | 0 | C | 500 | SYSTEM OF SMALL PIPELINES RESULTS IN LOW PRESSURES. | UPGRADE DISTRIBUTION PIPING. OTHER = DESIGN AND CONSTRUCTION | 40000 | 1998-01-01 | 10 | Stockton District
5610068 | 004 | CLOVERDALE MUTUAL WATER CO. | M | 0 | C | 500 | Cloverdale Mutual Water Company has been in existence since 1919. Until about 10 years ago, there was no appreciable attempt to replace and upgrade worn-out infrastructure.In 2003, a new tank was installed to replace a badly leaking unit. Additionally, si | The project includes:a) Installation of new service lines to each parcelb) Installation of isolation valves on mains that do not have themc) Installation of meters on all customer service linesd) Obtaining permits and approvalse) Engineering and project m | 512000 | 2010-01-01 | 6 | Santa Barbara District | Installation of New Service Lines, Meters, and Mainline Isolation Valves
2000521 | 004 | BROADVIEW TERRACE MUTUAL WATER COMPANY | M | 0 | C | 510 | We have small ( 1 1/2 and 2 ) galvanized mains that are so corroded that water pressure drops to near zero in sections when several users are drawing water at the same time. Pressure less than 20 psi occurs frequently. These are mostly single family | Approx 10,000 of 2 galvanized main will be abandoned and the same length 6 c-900 will be laid in the same easement or road right-of-way. Trenching will be labor intensive due to many granite outcropings and the roots of huge trees near but outside th | 500000 | 2008-09-01 | 11 | Merced District | Infrastructure Replacement Project
4500195 | 005 | STARLITE PINES MUTUAL WATER CO INC | M | 0 | C | 510 | Our current water system has two wells and the Number 1 well has been ouronly source until this Spring and we recently put the Number 2 well into use. We have put 4 (5000) gallon storage tanks on the well #2 but it needs at least two additional storage t | The project will require six concrete pads for the storage tanks. Six (6) five thousand Gallon Storage TanksPlumbing materials for connecting the new tanks to the current systemsWinterizing materials for plumbingLaborThere will be not destruction of any | 70000 | 2009-01-01 | 2 | Lassen District | Storage for Starlite Pines Mutual Water Co, Inc. Shingletown,CA
4810010 | 003 | SID - GIBSON CANYON | M | 0 | C | 518 | The 10,000 gallon storage tank is undersized for the system. The pumps that fill the tank must run numerous time throughout the day in order to maintain the system. This tank is vital to the operation of this system. | An outside engineering firm will analyze the demand on the current system to determine the proper size of the replacement tank. The existing area of the tank should be large enough to support a tank that has twice the diameter of the current tank. Once th | 200000 | 2010-01-01 | 4 | San Francisco District | Serenity Hills Tank Replacement (E.3.1.b)
3600260 | 001 | Smiley Park Country Club | M | 0 | C | 530 | Smiley Park Country Club is a private community in the San Bernardino mountains near Running Springs. This is a community of 165 building sites (125 currently have water connections) in an area of 265 acres. Smiley Park maintains a private water system | In order to properly plan for additional wells to meet both our current and future needs, we first need to conduct a Hydrology Study by a qualified engineer/geologist. This study will investigate potential groundwater sources and recommend the optimal lo | 35000 | 2008-01-01 | 13 | San Bernardino District | Smiley Park Hydrology Study
3600260 | 002 | Smiley Park Country Club | M | 0 | C | 530 | Smiley Park Country Club is a private community in the San Bernardino Mountains near Running Springs. This is a community of 165 building sites (125 currently have water connections) in an area of 265 acres. Smiley Park maintains a private water system | We have proposed in a separate application to conduct a Hydrology Study to identify appropriate sites of groundwater in which to drill a new vertical well. This proposal is a request to drill one vertical well. We expect a qualified drilling contractor | 35000 | 2008-03-01 | 13 | San Bernardino District | Smiley Park Well
1900102 | 004 | WEST SIDE PARK MUTUAL | M | 0 | C | 550 | The distribution system is dilapidated and failing. The system has many water leaks resulting in excessive water losses. The instability of the pipelines, valves, service connections, and meters is negatively impacting our water delivery capability.We do | The system proposes to perform a water audit; hire leak detection services; and replace leaking portions of the distribution system including meters, valves, service connections, and pipelines as required to prevent further water losses. Water from Palmda | 200000 | 2009-01-01 | 16 | Central District | Distribution System Infrastructure Rehabilitation
1900102 | 006 | WEST SIDE PARK MUTUAL | M | 0 | C | 550 | This water distribution system does not meet current waterworks standards. The system does not have any backflow preventers. The Distribution pipelines and sole source wells are in close proximity to animal waste storage areas, corrals and other animal en | We propose to purchase and install backflow preventers at each service connection. We need this to protect our drinking water from potential contamination from agricultural and animal enclosures, corrals, and animal waste within close proximity of the wat | 80000 | 2009-01-01 | 16 | Central District | Backflow prevention
2701870 | 001 | BUENA VISTA WC | M | 0 | C | 550 | System needs more water storage and standby generators. | Install six 50,000 gallon tanks, pumps, six standby generators, and pumphouses for three separate storage & booster facilities. | 525000 | 1998-01-01 | 5 | Monterey District
4400502 | 003 | MAR VISTA WATER COMPANY (Trout Gulch) | M | 0 | C | 584 | Portions of Trout Gulch Mutual Water Company (TGW) infrastructure date back to the 1930's. Almost all of the mains from these older portions were upgraded per the design of the engineering firm of Washington & Jensen in 1980.One section of water main that | Replace existing 3" main with a 6" or 8" main.Total Project Cost of $72,000 is based on the approximate length of 900' and recent, local, similar, water main replacement costs. | 72000 | 2009-01-01 | 5 | Monterey District | Replace 3 inch Water Main on Lower Trout Gulch Road with 6 inch
4400502 | 008 | MAR VISTA WATER COMPANY (Trout Gulch) | M | 0 | C | 584 | Current water storage capacity of this system (120,000 gallons) does not meet the American Water Works Association Standard, using average California Residential Customer Consumption. This method of analysis had to be used since the former owner of our wa | Install 100,000 gallon tank at the top of Skyward Drive.This would solve 3 problems: Meet California Water Works Standard. Double firefighting capacity. Water pressure via gravity would be adequate for all but 3 residences. These residence | 130000 | 2010-01-01 | 5 | Monterey District | Add 100,000 Gallon Storage Tank
4400502 | 010 | MAR VISTA WATER COMPANY (Trout Gulch) | M | 0 | C | 584 | The Trout Gulch Mutual Water Company (TGW) is supplied by two wells. Each must be removed from service for major improvement or replacement. Neither well is reliable enough to serve the system alone. An emergency connection to a reliable water supply is r | The initial scope of this project was to bring a SqCWD main to the closest TGW main, install valves, meter, vault and street crossing. Detail design of this project has been completed, a contractor has been selected and work will start as soon as weather | 45000 | 2010-01-01 | 5 | Monterey District | Replace 2 inch Main to Emergency Intertie
3600262 | 001 | Snowcrest Hts. Imp. Assoc | M | 0 | C | 600 | Inadequate storage, undersized mainline, insufficient source capacity | Construct source, storage, and distribution facilities | 500000 | 1998-01-01 | 13 | San Bernardino District
1010051 | 001 | FRESNO CO WATER WORKS DIST 18 | M | 0 | C | 620 | Lack adequate treatment and storage capcity. | Install new filter, modify clearwell, and add new storage tank. | 461870 | 2000-01-01 | 11 | Merced District
2710023 | 001 | TASCO SPRECKELS WATER COMPANY | M | 0 | C | 660 | The Spreckels water system was installed in the early 1900's and many parts are more than 100 years old. Many of the water mains are thin-walled steel pipe and are aged well beyond their intended service life. Sections are seriously degraded and a slight | Plans and specifications for the replacement of mainlines in the Spreckels Water system are in process and will be completed by May 31, 2009. As these are all replacements of existing mainlines, and all mainlines are under 12 inches in diameter, no CEQA r | 719000 | 2010-01-01 | 5 | Monterey District | Water Main Replacement - Spreckels WS
2710023 | 003 | TASCO SPRECKELS WATER COMPANY | M | 0 | C | 660 | A recent cross-connection survey of the Spreckels Water System has determined that 22 potential cross connections exist within the entire system. Typical of the cross connections found are services utilized for irrigation and connections to commercial pro | The Spreckels Water Company has standard detail drawings, specifications for procurement, and preliminary quotations to perform the installation of all 22 backflow devices. Installation and testing will be prepared by March 30, 2009. No environmental docu | 209875 | 2010-01-01 | 5 | Monterey District | Install 22 Cross-connection devices - Spreckels WS
2210002 | 001 | PONDEROSA BASIN MUTUAL WTR CO | M | 0 | C | 665 | Remove and replace 2600 feet of substandard piping underneath a main road (Parmabel Street). Current pipe is 2" irrigation pipe and it not up to code with County and State regulations. Install 6" main with 6 fire hydrants and 1 1/2" service laterals to | Remove and replace 2600 feet of substandard piping underneath a main road (Parmabel Street). Current pipe is 2" irrigation pipe and it not up to code with County and State regulations. Install 6" main with 6 fire hydrants and 1 1/2" service laterals to | 186000 | 2010-01-01 | 11 | Merced District | Pipeline replacement
1700518 | 001 | LOCH LOMOND MUTUAL WATER CO | M | 0 | C | 679 | Undersize and leaking water mains lead to numerous repairs, and limited fire flow. Phase I proposes no less than 5000-feet of 6" and 8" water main and service replacemnts. | The Loch Lomond Mutual Water Co. proposes that the constant need for repairs and the threat of fire justifies the replacement of water mains, some as small as 2-inch, and have been in the ground for over 40-years. | 500000 | 2010-01-01 | 3 | Mendocino District | LLMWC PHASE I INFRASTRUCTURE
5610006 | 003 | YERBA BUENA WATER COMPANY | M | 0 | C | 690 | Need additional fire protection water and 3 days of daily consumption water | Purchase a storage tank site and construct a 250,000 to 300,000 gallon tank. | 650000 | 2003-01-01 | 6 | Santa Barbara District
3600306 | 001 | THUNDERBIRD CWD | M | 0 | C | 720 | Inadequate storage capacity | Construct new 200,000 gallon reservoir | 160000 | 2000-01-01 | 13 | San Bernardino District
3600306 | 002 | THUNDERBIRD CWD | M | 0 | C | 720 | Undersized transmission line resulting in excessive headloss | Construct new line | 90000 | 2001-01-01 | 13 | San Bernardino District
3600306 | 003 | THUNDERBIRD CWD | M | 0 | C | 720 | No disinfection facilities | Construct disinfection facilities | 50000 | 2000-01-01 | 13 | San Bernardino District
3110011 | 003 | TAHOE CITY PUD - MCKINNEY/QUAIL | M | 0 | C | 750 | The Tahoe City Public Utility District is under directive from CDPH to provide a permanent secondary source. The directive is summarized in Water Supply Permit No. 01-09-01-PER-003 and as amended in Permit Amendment No. 01-09-05-PER-002.In late July of 2 | This Pre-Application is for potential SRF funding for Phase 2 of this project, which is the design and construction of an approved permanent surface water treatment plant. Based on the success of the Interim Faciltiy, the concept of surface water treatme | 4615375 | 2010-01-01 | 2 | Lassen District | McKinney Secondary Source [Phase II; SWT Plant design and consturction]
3110018 | 002 | TAHOE PARK WATER COMPANY | M | 0 | C | 750 | Inadequate storage for proper operation of distribution system. | Install a storage tank and pipeline. Involves design and construction. | 200000 | 2000-01-01 | 2 | Lassen District | Additional storage and pipeline
4110012 | 004 | CUESTA LA HONDA GUILD, INC. | M | 0 | C | 750 | Cuesta La Honda Guild is a home-owners association formed in the 1930s that currently comprises 285 single-family homes in a rural area of San Mateo County. The association owns and operates the drinking water system. In addition to supplying water to i | replace substandard pipes in drinking water distribution system. The Guild has identified 14 separate projects that together represent about 30% of entire distribution system conveying treated | 3329000 | 2010-01-01 | 17 | Santa Clara District | Cuesta La Honda Guild pipeline replacement
3610016 | 001 | GLEN MARTIN MWC | M | 0 | C | 793 | Old storage, distribution system and well | Construct new reservoir, replace mainline, drill new well | 1000000 | 1999-01-01 | 13 | San Bernardino District
5010007 | 004 | HILLSVIEW HOMES | M | 0 | C | 840 | System lacks emergency power for its 2 wells and has no storage for water during power outage. | Purchase and install one 150 KW diesel generator to provide emergency power for wells. | 60000 | 2003-01-01 | 10 | Stockton District | Hillsview Emergency Generator
1010052 | 001 | SIERRA CEDARS CSD | M | 0 | C | 875 | LACK OF SUFFICIENT WATER SOURCE CAPACITY AND AN INADEQUATE DISTRIBUTION SYSTEM. | CONSTRUCT A NEW WELL AND UPGRADE THE DISTRIBUTION SYSTEM. | 250000 | 1998-01-01 | 11 | Merced District
0310005 | 002 | PINE GROVE COMM SERV DIST | M | 0 | C | 900 | This is Phase 1 of a two-phase distribution infrastructure project to bring increased water volumes to existing, developed residential and commercial areas. Current water lines do not provide the volume of water needed for proper water flows and pressure | This project, Phase 1 Construction, will consist of installing 1,357 feet of 12" water line from the District's storage tanks to a County road. | 114000 | 2010-01-01 | 10 | Stockton District | 12 inch Water Line - Tank to Irish Town Road
0310005 | 003 | PINE GROVE COMM SERV DIST | M | 0 | C | 900 | This is Phase 2 of a two-phase distribution and infrastructure project to bring increased water volumes to existing developed residential and commercial areas. Current water lines do not provide the volume of water needed for proper water flows and press | This distribution infrastructure project, Phase 2 Construction, will consist of installing 2,600 feet of 12" water line from the County road to the bore under State Highway 88. The bore is in place, awaiting connection. | 212000 | 2010-01-01 | 10 | Stockton District | 12 inch Water Line - Irish Town Road to State Highway 88 Bore
3110020 | 013 | SQUAW VALLEY PUBLIC SERVICE DISTRICT F | M | 0 | C | 926 | Well #3 was drilled in 1958 by the State of California as a source of water for the 1960 Winter Olympics. The existing Well #3 was constructed without a sanitary seal which does not meet the requirements in California Department of Water Resources Bullet | Well #3, located on the valley floor and belonging to the Squaw Valley Public Services District (SVPSD), was completed in 1958 by the State of California as a source of water supply for the 1960 Winter Olympics. It was constructed prior to most of the ex | 750000 | 2010-01-01 | 2 | Lassen District | Well 3R Replacement Project
1910075 | 001 | LOS ANGELES CO WW DIST 21-KAGEL CANYON | M | 0 | C | 998 | THE EXISTING 2" WATER MAIN CANNOT PROVIDE ADEQUATE SERVICE TO CUSTOMERS OR FIRE PROTECTION. | REPLACE 2100 FT OF UNDERSIZED 2" WATER MAIN WITH ADEQUATE 6"/8" WATER MAIN. | 148500 | 1998-01-01 | 16 | Central District
1910075 | 002 | LOS ANGELES CO WW DIST 21-KAGEL CANYON | M | 0 | C | 998 | THE EXISTING 1-1/4" WATER MAIN CANNOT PROVIDE ADEQUATE SERVICE TO CUSTOMERS OR FIRE PROTECTION. | REPLACE 1-1/4" WATER MAIN IN WEST TRAIL WITH ADEQUATE 6"/8" PIPELINE. | 45000 | 2000-01-01 | 16 | Central District
1910075 | 003 | LOS ANGELES CO WW DIST 21-KAGEL CANYON | M | 0 | C | 998 | THE EXISTING BACKBONE PIPELINE SYSTEM THAT SERVES THE DISTRICT IS AGED AND UNDERSIZED AND DOES NOT PROVIDE ADEQUATE FLOWS FOR FIRE PROTECTION. | INSTALLATION OF PIPELINE ALONG KAGEL CANYON RD FROM EXISTING INTERCONNECTION WITH THE CITY OF LA TO PROVIDE ADEQUATE FIRE PROTECTION. | 700000 | 2001-01-01 | 16 | Central District
1910075 | 004 | LOS ANGELES CO WW DIST 21-KAGEL CANYON | M | 0 | C | 998 | THE EXISTING PIPELINE IS AGED, UNDERSIZED (2"), AND DOES NOT PROVIDE ADEQUATE FLOWS FOR DOMESTIC USE AND FIRE DEMAND. | TO INSTALL 2800 +/- LF OF SIX AND EIGHT-INCH PIPELINE WITH SERVICES AND FIRE HYDRANTS | 194000 | 1999-01-01 | 16 | Central District
1910075 | 005 | LOS ANGELES CO WW DIST 21-KAGEL CANYON | M | 0 | C | 998 | THE PIPELINE THAT FEEDS WATER INTO DISTRICT 21'S WEST TANK HAS RUPTURED DUE TO A SLIDE. THIS OCURRED DURING THE 1995 STORMS. THE DISTRICT PRESENTLY DOES NOT HAVE ADEQUATE FIRE PROTECTION. | THE PROJECT CONSISTS OF INSTALLING 1400 LF OF 12-INCH PIPELINE TO THE TANK ALONG ANOTHER ALIGNMENT. | 285000 | 1998-01-01 | 16 | Central District
1910075 | 006 | LOS ANGELES CO WW DIST 21-KAGEL CANYON | M | 0 | C | 998 | THE CONNECTIONS TO THESE WATER TANKS ARE VERY RIGID AND SUSCEPTABLE TO RUPTURE DURING AN EARTHQUAKE. | RETROFIT TWO TANKS WITH FLEXIBLE CONNECTIONS AND MOVE OVERFLOW DRAINS TO THE SIDE OF THE TANK FROM THE FLOOR. | 112500 | 2000-01-01 | 16 | Central District
1910075 | 007 | LOS ANGELES CO WW DIST 21-KAGEL CANYON | M | 0 | C | 998 | THE EXISTING EMERGENCY INTERCONNECTION WITH THE LADWP IS UNDERSIZED AND IN NEED OF UPGRADE. LOW PRODUCTION AND HIGH NITRATE LEVELS IN TWO OF THE WELLS COULD NECESSITATE RELIANCE ON THE LADWP CONNECTION WHICH COULD RESULT IN SEVERE OUTAGES. | UPGRADE EXISITING EMERGENCY CONNECTION WITH LADWP AND EXPAND BOOSTER CAPACITY ACCORDINGLY. | 400000 | 2000-01-01 | 16 | Central District
1910075 | 009 | LOS ANGELES CO WW DIST 21-KAGEL CANYON | M | 0 | C | 998 | EXISTING 14" PIPELINE IS UNDERSIZED TO PROVIDE ADEQUATE WATER SUPPLY | INSTALL APPROX. 4,000' OF 24" PIPELINE AND APPURTENANCES | 2457000 | 1998-01-01 | 16 | Central District
1910075 | 010 | LOS ANGELES CO WW DIST 21-KAGEL CANYON | M | 0 | C | 998 | The District has three wells and one emergency interconnection with the City of Los Angeles Department of Water and Power. The existing emergency connection is undersized and in need of upgrade | Upgrade existing emergency interconnection with the City of Los Angeles and expand booster capacity | 400000 | 2002-01-01 | 16 | Central District
1910075 | 011 | LOS ANGELES CO WW DIST 21-KAGEL CANYON | M | 0 | C | 998 | The existing 11/2-inch pipeline is aged, undersized, and cannot provide adequate flow for domestic use and fire protection | Replace approximately 4800 linear feet of existing 11/2-inch water main with new 6-inch or 8-inch pipeline | 540000 | 2002-01-01 | 16 | Central District
1910075 | 012 | LOS ANGELES CO WW DIST 21-KAGEL CANYON | M | 0 | C | 998 | The existing 11/4-inch pipeline is aged, undersized, and cannot provide adequate flow for domestic use and fire protection | Replace approximately 3450 linear feet of existing 11/4-inch water main with new 6-inch or 8-inch pipeline | 390000 | 2002-01-01 | 16 | Central District
1910075 | 013 | LOS ANGELES CO WW DIST 21-KAGEL CANYON | M | 0 | C | 998 | The existing 4-inch pipeline is aged, undersized, and cannot provide adequate flow for domestic use and fire protection | Replace approximately 3800 linear feet of existing 4-inch water main with new 6-inch or 8-inch pipeline | 430000 | 2002-01-01 | 16 | Central District
1910075 | 014 | LOS ANGELES CO WW DIST 21-KAGEL CANYON | M | 0 | C | 998 | The existing 2-inch pipeline is aged, undersized, and cannot provide adequate flow for domestic use and fire protection | Replace approximately 2000 linear feet of existing 2-inch water main with new 6-inch or 8-inch pipeline | 200000 | 2002-01-01 | 16 | Central District
1910075 | 015 | LOS ANGELES CO WW DIST 21-KAGEL CANYON | M | 0 | C | 998 | The existing pipeline that discharges from the District's northerly well is aged, undersized, and in need of replacement | Replace approximately 3000 linear feet of existing 4-inch discharge main | 300000 | 2002-01-01 | 16 | Central District
1910075 | 016 | LOS ANGELES CO WW DIST 21-KAGEL CANYON | M | 0 | C | 998 | The existing 2-inch pipeline is aged, undersized, and cannot provide adequate flow for domestic use and fire protection | Replace approximately 3800 linear feet of existing 2-inch water main with new 6-inch or 8-inch pipeline | 430000 | 2002-01-01 | 16 | Central District
1910075 | 017 | LOS ANGELES CO WW DIST 21-KAGEL CANYON | M | 0 | C | 998 | The existing 0.15 MG and 0.30 MG water reservoirs are very old with corroded tank walls which may affect water quality and public health | Recoat interior of 0.15 MG and 0.30 MG tanks to protect water quality and public health | 170000 | 2002-01-01 | 16 | Central District
1910244 | 001 | GREEN VALLEY CWD | M | 0 | C | 1000 | WW standards defects. Aging distribution system creates the potential for contamination caused by leaks of breaks. Insufficient storage. | Expose, remove and replace old lines; refurbish and modify three pressure reducing valves adding pressure sustaining features and low flow bypass; install additional water storage tanks next to existing tanks … | 201250 | 1998-01-01 | 15 | Metropolitan District
1910244 | 004 | GREEN VALLEY CWD | M | 0 | C | 1000 | The District has three Pressure Reducing Valves (PRVs) in the system. They are located between pressure zones and were designed to allow water to flow from a higher zone to a lower zone in case of a loss of pressure in the lower zone(s). They have been in | All three valves would be inspected by a trained technician and the pressure reducing pilot replaced and adjusted if necessary and a back pressure pilot installed and adjusted to the proper pressure. | 2500 | 2008-09-01 | 15 | Metropolitan District | Refurbish Pressure Reducing Valves
2110005 | 008 | BOLINAS COMMUNITY PUD | M | 0 | C | 1200 | In 1982, the district's then-existing raw water transmission line from its source (the Arroyo Hondo Creek) to the water treatment plant was largely destroyed during federal disaster storm events. The entirety of the line was replaced, with the exception | A replacement section of 6-inch PVC pipe of approximately one-half mile in length will be installed within the district's utility road easement between the upper and lower catchments at the Arroyo Hondo Creek. | 300000 | 2010-01-01 | 18 | Sonoma District | Arroyo Hondo Transmission Line Replacement
2110005 | 009 | BOLINAS COMMUNITY PUD | M | 0 | C | 1200 | Approximately 100 district customers are located in the downtown area, along Wharf and Brighton Roads, at sea level in this coastal community. The existing service lines and saddles for these customers are badly corroded due to sea/ground water intrusion | Replace approximately 100 existing customer service lines and saddles that are failing due to corrosion caused by sea/ground water intrusion to ensure reliable water service to these customers and reduce water losses in the distribution system. | 250000 | 2010-01-01 | 18 | Sonoma District | Wharf and Brighton Road Customer Service and Saddle Replacement
2110005 | 010 | BOLINAS COMMUNITY PUD | M | 0 | C | 1200 | Our water treatment plant is equipped with four microfiltration units which are capable of producing a combined maximum output of approximately 160 gallons per minute of treated water. During summer and fall months, this output capability typically falls | Purchase and install new fifth microfiltration unit at existing water treatment plant to increase water treatment plant's treated water production capability. | 250000 | 2010-01-01 | 18 | Sonoma District | Install Additional Filtration Unit at Water Treatment Plant
2110005 | 011 | BOLINAS COMMUNITY PUD | M | 0 | C | 1200 | The existing water line serving the customers in this area was installed 100 years ago under what is now private property; our district's access to this line is limited and our ability to service and maintain it is compromised. In addition, the existing | The existing water line will be abandoned in place and a new line of approximately 4700 linear feet will be installed within the County right-of-way. | 175000 | 2010-01-01 | 18 | Sonoma District | Horseshoe Hill Road Water Main Replacement
2110005 | 012 | BOLINAS COMMUNITY PUD | M | 0 | C | 1200 | The existing water main in this section of our distribution system is a 4-inch diameter line, which provides inadequate flow for fire suppression purposes. Our engineers have recommended that this approximately 1600 linear feet of water main be abandoned | Approximately 1600 linear feet of existing 4-inch water main will be abandoned in place and a new, 6-inch water main will be installed. Thirteen customer services and saddles also will be replaced as part of this project. | 300000 | 2010-01-01 | 18 | Sonoma District | Olema-Bolinas Road Water Main Replacement/Upgrade
4710006 | 005 | MCCLOUD C.S.D. | M | 0 | C | 1300 | McCloud's Lower Elk Spring pipeline was installed sometime between 1927 and 1937 when the community of McCloud was a company-owned town. The approximately 14,000 lineal feet of 14", thin walled steel pipe connects the Lower Elk Springhouse to the Water S | Full replacement of the existing pipeline with ductile iron pipe within the existing footprint is the presumed most cost-effective and environmentally friendly project. | 5250000 | 2009-01-01 | 1 | Klamath District | Replacement of Lower Elk Spring Pipeline
4710006 | 006 | MCCLOUD C.S.D. | M | 0 | C | 1300 | McCloud's company-owned mill town legacy includes deeded inheritance of approximately 63,000 lineal feet of an antiquated water distribution system installed in the 1940s without benefit of design planning or engineering. The existing helter-skelter pipe | We currently seek assistance to determine the feasibility of phasing replacement in multiple, stand-alone projects, evaluate an approach to environmental study requirements relative to phasing and provide technical assistance in the development of a phase | 35000 | 2009-01-01 | 1 | Klamath District | Planning/Technical Assistance for Phased Water Distribution System Replacement
4710006 | 008 | MCCLOUD C.S.D. | M | 0 | C | 1300 | The community of McCloud is blessed with pristine water but currently cursed with an antiquated water supply system installed from our springs and springhouses sometime between 1927 and 1937 when the community was a company-owned town. In a 1998 McCloud W | We seek grant funding assistance to replace this pipeline to mitigate immediate, known hazardous conditions. | 3500000 | 2009-01-01 | 1 | Klamath District | Replacement of Upper Elk Spring Pipeline
4010003 | 005 | SAN MIGUELITO MWC | M | 0 | C | 1385 | Needs to have adequate distribution system operational facilities to comply with Water Works standards. | Construct a separate, new boost station to take advantage of higher pressure state water. | 20000 | 1998-01-01 | 6 | Santa Barbara District
4010003 | 012 | SAN MIGUELITO MWC | M | 0 | C | 1385 | Distribution system needs adequate maintenance and operation program to prevent Water Works standards failure. | Institute an aggressive leak detection and repair program for entire system. | 10000 | 1998-01-01 | 6 | Santa Barbara District
3400229 | 001 | RIO COSUMNES CORRECTIONAL CENTER | M | 0 | C | 1400 | Single well source. Not reliable. | Construct a new 300 gpm well with a treatment plant for Iron, Arsenic and Manganese. Involves design and construction. | 250000 | 1998-01-01 | 9 | Sacramento District | System reliability (1997)
1910023 | 002 | AVERYDALE MWC | M | 0 | C | 1500 | Aging well pumps, storage facilities and distribution system. Additional supply needed for fire protection. | Buy 1 acre of land, drill and equip a new well, and construct additional storage. | 325000 | 2004-01-01 | 16 | Central District | new water source
2110004 | 014 | STINSON BEACH COUNTY WTR DIST | M | 0 | C | 1500 | One of the District’s critical facilities is an 8-inch potable water pipeline that crosses a small creek, sometimes referred to as Fitzhenry Creek #2. The 8-inch potable water pipeline crosses Fitzhenry Creek #2 in an alignment that follows a foot trail. | The project consists of installing approximately 60 feet of new 8-inch diameter potable water pipeline and fittings and 60 feet of new 4-inch diameter raw water pipeline and fittings. The new pipeline and fittings shall be cement-lined ductile iron with | 40000 | 2010-01-01 | 18 | Sonoma District | Fitzhenry Creek #2 Pipeline Crossing
2110004 | 015 | STINSON BEACH COUNTY WTR DIST | M | 0 | C | 1500 | Existing on-site wastewater systems in the Seadrift area of Stinson Beach do not meet the 10-foot minimum setback requirement from potable water service pipelines. The District relocates approximately 400 feet of potable water pipeline every year such th | The District relocates approximately 400 feet of mainline potable water pipeline (6-inch and 4-inch diameter) annually with its own staff forces and equipment. Staffing, time, and budget limitations only allow the District to relocate approximately 400 f | 450000 | 2010-01-01 | 18 | Sonoma District | Seadrift Pipeline Relocation
2110004 | 016 | STINSON BEACH COUNTY WTR DIST | M | 0 | C | 1500 | The raw water storage facilities of the Stinson Beach County Water District (District) include one (1) large bolted steel raw water storage tank, having a capacity of 410,000 gallons. The storage tank (referred to as the Ranch raw water storage tank) was | The project involves the design and construction costs associated with replacing the District’s aged 410,000 gallon bolted steel raw water tank with a new steel tank having equal capacity as the existing tank. The bolted steel tank will be dismantled on | 490000 | 2010-01-01 | 18 | Sonoma District | Ranch Raw Water Tank Replacement Project
2110004 | 017 | STINSON BEACH COUNTY WTR DIST | M | 0 | C | 1500 | The homes in the Calles and Patios area of Stinson Beach are situated on the sand spit beach. The water mains and laterals in the Calles and Patios area are over 50 years old, undersized, and deteriorating. The deteriorating condition of the pipelines c | The District replaces approximately 300 feet of old and undersized potable water pipeline (1 to 2-inch diameter) annually with 2 to 4-inch pipe using its own staff forces and equipment. Staffing, time, and budget limitations only allow the District to rep | 126000 | 2010-01-01 | 18 | Sonoma District | Calles & Patios Pipeline Replacement Project
2110004 | 020 | STINSON BEACH COUNTY WTR DIST | M | 0 | C | 1500 | The raw water storage facilities of the Stinson Beach County Water District (District) include two (2) large redwood storage tanks, each having a capacity of 30,000 gallons. The redwood storage tanks (referred to as the Black Rock raw water storage tanks | The project involves replacing the District’s aged 30,000 gallon redwood storage tanks (two tanks totaling 60,000 gallons). The redwood tanks will be replaced with a series of smaller, plastic storage tanks having lesser total capacity than the existing | 114800 | 2010-01-01 | 18 | Sonoma District | Black Rock Raw Water Tanks Replacement Project
2810001 | 001 | HOWELL MOUNTAIN MUTUAL WATER COMPANY | M | 0 | C | 1500 | Clearwell is significantly undersized. Distr. system consists of small dia. steel lines and transite pipe in poor condition. Test data for dams on two lakes indicates that they may fail in a significant seismic event. More raw water storage is needed | Install 1MG tank at plant. Replace distr. system. Bring earthen dams up to standards. Extend the height of Lake Henne dam. Rebuild the supply piping system for the lakes to the treatment plant. | 12400000 | 1998-01-01 | 3 | Mendocino District
3610117 | 001 | DEVORE WC | M | 0 | C | 1500 | No aux power on low zone wells, No earthquake valves on reservoirs, Insufficient mainline valves, Soft motor controller needed on Pump#3 | Install diesel booster at Devore Rd PRV, Install earthquake valves on reservoirs and 215FWY bridge, add new mainline valves, install soft start on Pump 3 | 26500 | 1999-01-01 | 13 | San Bernardino District
3610117 | 002 | DEVORE WC | M | 0 | C | 1500 | Insufficient storage in upper zone | New 125k reservoir at top of Greenwood Ave, new well | 175000 | 2000-01-01 | 13 | San Bernardino District
3610117 | 003 | DEVORE WC | M | 0 | C | 1500 | Insufficient transmission facilities, pressure too high and too low in some areas | Construct new transmission lines from sources to storage, relocate PRVs | 347500 | 1998-01-01 | 13 | San Bernardino District
3610117 | 004 | DEVORE WC | M | 0 | C | 1500 | Refinance existing loan for 1997 projects | Refinance existing loan | 222695 | 1998-01-01 | 13 | San Bernardino District
3710039 | 006 | PINE VALLEY MUTUAL WC | M | 0 | C | 1500 | Low pressure in upper elevations of water distribution system. | .5 MG storage tank, pump station, an 8" diameter pipeline at higher than upper elevations. | 1000000 | 1998-01-01 | 14 | San Diego District | low pressure
4100517 | 001 | MENLO COLLEGE | M | 0 | C | 1500 | Water storage tank upgrade, needs to correct aging system. | Study by professional engineering firm to determine possible solutions is being conducted. | 300000 | 1998-01-01 | 17 | Santa Clara District
4100517 | 002 | MENLO COLLEGE | M | 0 | C | 1500 | Mains in poor condition., inadequate not in compliance with WW Standards. | Study by professional engineering firm to determine possible solutions is being conducted. | 300000 | 1998-01-01 | 17 | Santa Clara District
3310013 | 001 | ELSINORE WD - COUNTRY CLUB | M | 0 | C | 1507 | Insufficient water supply, since the system currently has one mahor water supply well with pump, providing minimal redundancy and inadequate system reliability. | Design and construct new well with pump and appurtenances to meet the Waterwork Standards, increase system reliability and provide redundancy in source of supply. | 350000 | 1998-01-01 | 20 | Riverside District | Additional water supply (1997)
3310013 | 002 | ELSINORE WD - COUNTRY CLUB | M | 0 | C | 1507 | The existing bare steel watermains and appurtenances are old, undersized (mainly 2"+), deteriorated and unreliable, with limited remaining life, including frequent leaks, repairs, outages, valve work, etc. | Design and construct 50,000'+ of new watermain to meet the WW standards and increase system reliability. Project can be phased by priority over 3+ years. | 3375000 | 1999-01-01 | 20 | Riverside District | Distribution system replacement (1997)
3310013 | 003 | ELSINORE WD - COUNTRY CLUB | M | 0 | C | 1507 | Insufficient water storage facilities, and current inability to remove existing tanks from service for required major maintenance work. | Design and construct new steel tank to meet standards, to increase system reliability and to allow major maintenance on other tanks in the system. | 375000 | 1999-01-01 | 20 | Riverside District | Additional Storage Tank (1997)
4910019 | 001 | FORESTVILLE COUNTY WATER DISTRICT | M | 0 | C | 2000 | Two existing small diameter private water mains provide water service to District customers whose properties are up to 2,300 feet from the nearest point of the District’s distribution network. These private mains were installed over 30 years ago and run b | Install approximately 2,300 feet of 8” diameter water pipe, three (3) 8-inch isolation valves, one (1) blow-off and four (4) fire hydrants. | 362000 | 2010-01-01 | 18 | Sonoma District | Forestville Water District Kay Lane Water Main Replacement
4910019 | 002 | FORESTVILLE COUNTY WATER DISTRICT | M | 0 | C | 2000 | An existing 100,000 gallon redwood water storage tank has been in service for over 40 years. It has developed leaks which are no longer repairable. The tank also sustained slight exterior damage when it was struck by a nearby tree felled during a recent s | Dismantle existing redwood storage tank and construct a new welded steel tank with a storage capacity of approximately 300,000 gallons. Reconstruct tie-in pipeline and appurtenances. | 500000 | 2010-01-01 | 18 | Sonoma District | Forestville Water District Young Tank Replacement
1710010 | 008 | LOWER LAKE COUNTY WATER DISTRICT | M | 0 | C | 2025 | Eight miles of old, undersized pipe in poor condition. | Replace with new pipe sized to meet current system demands. | 4000000 | 2003-01-01 | 3 | Mendocino District | Distribtution System Replacement
5610003 | 002 | VENTURA CWWD NO. 17 - BELL CANYON | M | 0 | C | 2154 | Ventura County Waterworks District No. 17 (District) provides domestic water and fire protection to the community of Bell Canyon, a high fire hazard area. There are three inherent problems with the District's reservoirs1. The reservoirs do not have a f | This project will include:1. Installation of a flexible connection (EBBA Iron "Flextend") for the reservoirs inlet-outlet piping.2. Installation of secured, enclosed ladders at the reservoirs.3. Installation of SolarBee circulation equipment. Completio | 171000 | 2010-01-01 | 6 | Santa Barbara District | Ventura County Waterworks District No. 17 - Reservoir Safety Upgrades
5610003 | 003 | VENTURA CWWD NO. 17 - BELL CANYON | M | 0 | C | 2154 | Ventura County Waterworks District No. 17 (District) provides domestic water and fire protection to the community of Bell Canyon.The system was constructed in 1977. Certain reaches of the system is composed of cement mortar coated and lined pipe traversi | This project will include the construction of approximaely 10,000 linear feet line in segments at various locations throughout the District’s water system. The work consists of installation of water lines, gate valves, air and vacuum relief valves, fire | 2000000 | 2010-01-01 | 6 | Santa Barbara District | Ventura County Waterworks District No. 17 - Waterline Replacement
3310047 | 005 | CABAZON WATER DISTRICT | M | 0 | C | 2229 | The District has a total of approximately 1,050 service connections. Of these, nearly all are located in the three pressure zones located below the Northwest (2156) Pressure Zone, which is the Districts highest pressure zone. However, one-half of the D | The project proposed is simply to add a parallel 16 bore and jacked waterline next to the existing 8 waterline. This will ensure that a sufficient quantity of water can be moved to and from the Northwest Pressure Zone. The total length of the bore and | 907000 | 2008-01-01 | 20 | Riverside District | Northwest (2156) Pressure Zone I-10 / Railroad Crossing (2007)
5610015 | 002 | VENTURA CWWD NO. 19 - SOMIS | M | 0 | C | 2266 | Distribution system needs upgrades to comply with the W.W.S. | Construct 900 LF of 8 inch water line to replace existing 2-inch line on East St. | 54000 | 1998-01-01 | 6 | Santa Barbara District | distribution system - East St
5610015 | 005 | VENTURA CWWD NO. 19 - SOMIS | M | 0 | C | 2266 | Needs additional storage capacity to meet Water Works standards. | Construct 1.0 MG reservoir and 7,200 LF of 14 inch transmission line | 1223000 | 1999-01-01 | 6 | Santa Barbara District | Reservoir and 7200 feet of transmission line
5610015 | 010 | VENTURA CWWD NO. 19 - SOMIS | M | 0 | C | 2266 | The Ventura County Waterworks District No. 19 (District) provides water services to the community of Somis. The District is a small water system serving approximately 1000 customers. All costs for the repacement of the waterlines must be borne by these | This project will include the replacement of approximately 72,000 linear feet of aged water distribution line in segments at various locations throughout the District’s water system. The work consists of installation of water lines, gate valves, air and | 10000000 | 2010-01-01 | 6 | Santa Barbara District | Ventura County Waterworks District No. 19 - Pipelines Replacement
5610015 | 013 | VENTURA CWWD NO. 19 - SOMIS | M | 0 | C | 2266 | Ventura County Waterworks District #19 (District) was establised in 1981 when it assumed ownership of the Rancho Las Posas Mutual Water Company. When the District acquired ownership, the existing water system was deficient in several areas: inadequte si | This project is to construct a 200,000 gallon bolted steel water tank on a concrete foundation per AWWA D103-89 standards. The tank shall have a nominal diameter of 38' and a height of 24 feet. A cone roof, sloped to drain toward the shell shall be pro | 250000 | 2010-01-01 | 6 | Santa Barbara District | Ventura County Waterworks District #19 - 860 Reservoir Replacement
0310021 | 004 | AMADOR COUNTY SERVICE AREA #3/UNIT 6 | M | 0 | C | 2386 | The Camanche Water System will experience water pressures below 20 PSI at times when filling tanks within the system. The system was originally designed to serve multiple pressure zones through muliple wells, tanks, and hydropneumatic stations. Since its | The proposed project includes the addition of approximately 10,600 lineal feet of 12 inch water main which connects one of the best well production areas with a central portion of the overall water system. This will allow the water tanks to be filled and | 750000 | 2009-01-01 | 10 | Stockton District | Camanche Low Pressure Zone Project
0310021 | 005 | AMADOR COUNTY SERVICE AREA #3/UNIT 6 | M | 0 | C | 2386 | Currently the total system tank storage capacity in Lake Camanche is 677,000 gallons. There are six storage tanks which are mostly unlined, ventilated, 40 year old redwood tanks. The tank staves have begun to rot, and to separate due to the tanks not r | Construction of a two million gallon bolted steel storage tank. The new tank would consolidate storage from several existing tanks. This proposed tank would provide adequate to provide domestic pressures and fire flows currently unavailable with the cur | 1750000 | 2009-01-01 | 10 | Stockton District | Consolidate and Replace Leaking Redwood Tanks
3610051 | 001 | VALLEY OF ENCHANTMENT MWC | M | 0 | C | 2400 | Upgrade extremely old 2 inch mains which were installed in the 1940's. Replace them with 6-8inch mains to improve potable water distribution to customers and to be able to adequately provide fire flow requirements to a community located in a catestrophic | Pipeline replacement and installation, service line connections, install 10 new fire hydrants, 15 service lines will need to be jacked underneath a main state highway which requires a contractor to complete, upgrade undersize mains for necessary fire flow | 350000 | 2009-01-01 | 13 | San Bernardino District | Abandon 2 inch galvanized water line Highway 138, abandon 2 inch galvanized main between Tetley and
3310004 | 004 | BOX SPRINGS MUTUAL WC | M | 0 | C | 2477 | The Box Springs Mutual Water Company (BSMWC) serves the severely disadvantaged community of Moreno Valley, near Riverside, California. The current service area covers 430 acres and supplies water to approximately 600 service connections. BSMWC currently | This project would fund the installation of a nitrate treatment system on well #17 to reduce the nitrate contamination level of the water prior to disinfection and distribution. This system will likely consist of a skid mounted selective contaminant well | 1960000 | 2008-01-01 | 20 | Riverside District | Box Springs Mutual Water Company - Nitrate Removal (2007)
3310004 | 005 | BOX SPRINGS MUTUAL WC | M | 0 | C | 2477 | The Box Springs Mutual Water Company (BSMWC) serves the severely disadvantaged community of Moreno Valley, near Riverside California. The current service area covers 430 acres and supplies water to approximately 600 customers.The industry standard for t | This project will modernize an aging distribution system that is significantly passed its useful life by replacing a significant fraction of the corroded and deteriorated pipes that are currently in service. These infrastructure improvements will reduce w | 7350000 | 2008-01-01 | 20 | Riverside District | Box Sprigns Mutual Water Company - Distribution System Improvements (2007)
3310004 | 006 | BOX SPRINGS MUTUAL WC | M | 0 | C | 2477 | The Box Springs Mutual Water Company (BSMWC) serves the severely disadvantaged community of Moreno Valley, near Riverside, California. The current service area is 430 acres, with approximately 600 service connections. BSMWC has an existing well and West | This project will aid in the modernization of a deteriorating distribution system. If funded, this project would replace the current pump station with an entirely new system that meets all applicable codes and requirements of this type of installation and | 2270000 | 2008-01-01 | 20 | Riverside District | Box Springs Mutual Water Company - Facility Improvements (2007)
4410008 | 004 | MT. HERMON ASSOCIATION, INC. | M | 0 | C | 2500 | System has 2 old bolted steel tanks (250,000 gal ea.) that are 50 years old and failing. | Replace 2 deteriorated tanks with one new 500,000 gal tank. | 475000 | 2006-01-01 | 5 | Monterey District | Replace Tanks
3710036 | 004 | BORREGO WD | M | 0 | C | 2535 | The community is totally reliant on a sole source aquifer for drinking water. This aquifer is being depleted by agricultural, recreational and domestic pumping, 70%, 20% & 10% usage, respectively. The groundwater levels are dropping by 3-5 feet per yea | The two major water districts mentioned earlier have been contacted and appear willing to assist in ‘wheeling’ water through their system to a pipeline to Borrego Valley. The objectives of this planning/feasibility study include: (1) the identification o | 250000 | 2009-01-01 | 14 | San Diego District | Conduct a feasibility study to investigate alternative imported water routes
2310007 | 010 | NORTH GUALALA WATER COMPANY | M | 0 | C | 2595 | The existing 30,000 gallon surge tank with booster pump is of questionable structural integrity and needs replacement. Existing tank can not be earthquake retrofitted. Existing tank is constructed of redwood with varying decay problems. Tank leans beyo | Demolish and construct a new surge tank meeting earthquake standards including automated controls, alarms, and a monitoring system. Replace a substandard connecting water transmission main to meet CPUC fire flow requirements. | 548000 | 2010-01-01 | 3 | Mendocino District | Enchanted Meadows Storage Tank Upgrade and Watermain Replacement
3510004 | 007 | AROMAS WATER DISTRICT | M | 0 | C | 2700 | This project replaces an old (1970) leaking redwood 60,000-gallon storage tank with a new bolted steel 214,000-gallon tank serving potable water for domestic use. This project: 1) Provides compliance with Title 22 CCR, Section 64585,Article 6. Distribu | Replacing old redwood tank with new steel tank:The project consists of setting up disinfected temporary distribution reservoir and switching controls for complete operation without the existing redwood tank. Construction project would include clearing, | 298000 | 2010-01-01 | 5 | Monterey District | Rea Tank Replacement Project
3610063 | 002 | GOLDEN STATE WATER CO - MORONGO DEL SUR | M | 0 | C | 2716 | Old, undersized mainline | Replace mainline | 570000 | 1998-01-01 | 13 | San Bernardino District
3110013 | 002 | TAHOE CEDARS WATER COMPANY | M | 0 | C | 2775 | current diesel backup power for pump is failing and a clean air problem, we have been told to discontinue use. | install new propane/natural gas generator | 100000 | 2010-01-01 | 2 | Lassen District | backup power for pump station
3110013 | 003 | TAHOE CEDARS WATER COMPANY | M | 0 | C | 2775 | !. redundant source is needed.2. Peak demand nears or exceeds supply3 Fire flow | 1. Destruction of well that did not produce installed in 20082. Installation of new well.3. Installation of system monitoring equipment | 500000 | 2010-01-01 | 2 | Lassen District | Additional needed water source
3110013 | 004 | TAHOE CEDARS WATER COMPANY | M | 0 | C | 2775 | area is under served with hydrants at end of run being fed by undersized pipe | install 1500 feet 6" pipe with 2 additional hydrants | 400000 | 2010-01-01 | 2 | Lassen District | hawk eldorado st transmission line
3110013 | 006 | TAHOE CEDARS WATER COMPANY | M | 0 | C | 2775 | replace leaking/problematic water main. | replace and update 3000 ft of steel 6" water main with a mix of 6 & 8 inch main | 750000 | 2010-01-01 | 2 | Lassen District | Timberwolf ave upgrade
3110013 | 007 | TAHOE CEDARS WATER COMPANY | M | 0 | C | 2775 | Area has small water mains and no fire hydrants | install 6 or 8 inch mains and fire hydrants at 500 ft intervals | 690000 | 2010-01-01 | 2 | Lassen District | lewis and gray streets upgrade
4110019 | 001 | O'CONNOR TRACT CO-OPERATIVE WATER CO. | M | 0 | C | 2969 | Deteriorating and undersized pipes. | Install 3650 feet of new pipe and reconfigure system to abandon old pipe. | 500000 | 1999-01-01 | 17 | Santa Clara District
2110006 | 015 | NORTH MARIN WD - PT. REYES | M | 0 | C | 3000 | No emergency power at treatment plant. | Install connection for emergency generator to speed restoration of service. | 3600 | 1998-01-01 | 18 | Sonoma District | wtp - emergency power hookup
2110006 | 016 | NORTH MARIN WD - PT. REYES | M | 0 | C | 3000 | No emergency power at treatment plant. | Purhcase power generator dedicated to West Marin. | 35000 | 1998-01-01 | 18 | Sonoma District | dedicated emergency generator for Pt Reyes
2110006 | 026 | NORTH MARIN WD - PT. REYES | M | 0 | C | 3000 | The Pt Reyes Pump Station is the sole pump station that provides water to 750 services in the distribution system. Due to the age and condition of the electrical distribution equipment at this pump station, if a power outage were to occur catastrophic fai | This project proposes to replace the motor control centers at the Pt Reyes Pump Station. This replacement will enable the pumps to restart when the power is restored after an outage, restoring water service to the 750 customers who would otherwise have t | 72000 | 2010-01-01 | 18 | Sonoma District | Pt Reyes Pump Station Upgrades
2110006 | 029 | NORTH MARIN WD - PT. REYES | M | 0 | C | 3000 | There currently exists over 6,640 feet (1.25 miles) of circa 1950’s 2” galvanized steel water main in the distribution system. These mains are undersized and severely corroded, causing significant water supply and reliability problems. It is very diffic | This project proposes to replace the 6,640 feet (1.25 miles) of aging 2” main with new 6” main. This upsizing will enable enough flow capacity to serve the current demand. The upsizing will also bring the distribution system into compliance with Water W | 300000 | 2010-01-01 | 18 | Sonoma District | Upsize 2 inch Mains
2910002 | 001 | CITY OF NEVADA CITY | M | 0 | C | 3001 | To increase the capacity of the plant to produce sufficient amount of water during the summer peak demand and to increase our storage facilities and to refurbish and automate the thirty-five (35) year old plant. | The City of Nevada City's water treatment plant was totally rebuilt in the mid 1970's. The plant is designed to produce 2MGD; because the plant is essentially manually operated.In recent years, the City has been considering a complete rebuild of the wate | 3625000 | 2009-01-01 | 21 | Valley District | The Nevada City Drinking Water Plant Upgrade
4010012 | 001 | HERITAGE RANCH CSD | M | 0 | C | 3100 | Nacimiento Lake allotment depleted by dwonstream rights. River drys gallery well inactive. | Construct back-up vertical well | 150000 | 2003-01-01 | 6 | Santa Barbara District
4010012 | 002 | HERITAGE RANCH CSD | M | 0 | C | 3100 | Heritage Ranch Community Services District (District) provides water service to a population of approximately 3,500 persons with an average annual water demand of 618.5 AFY. Their average day demand and peak hour demand are 0.56 mgd (388 gpm) and 1.96 mg | Heritage Ranch Community Services District is requesting funds to replace the existing 0.42 mg bolted steel tank with a new 0.5 mg welded steel tank. The following would be included in the project:• Decommission existing bolted steel tank.• Construct new | 1448775 | 2010-01-01 | 6 | Santa Barbara District | 0.42 MG Storage Tank Replacement
2310005 | 001 | WILLOW COUNTY WATER DISTRICT | M | 0 | C | 3797 | The Willow County Water District existing 100,000 gallon water storage tank built in 1950, no longer meets tank safety standards. This tank has the potential of being a threat to neighboring property owners. | The Willow C.W.D. proposes to demolish the existing 100,000 gallon storage tank, and replace it with a new 350,000 gallon water storage tank. | 375000 | 2010-01-01 | 3 | Mendocino District | Willow County Water District Water Tank Replacement Project
3110010 | 001 | TAHOE CITY PUD - MAIN | M | 0 | C | 3997 | The Bunker Tank, originally constructed in the early 1950’s, is a major component of the Tahoe City (sub-regional) water system and contributes to the potable and fire flow storage water needs for approximately 2,500 residential and commercial connections | The Tahoe City Public Utility District (District) plans to construct a new 1.2M gallon welded steel water tank to replace an existing redwood water tank (Bunker Tank). The existing tank has been evaluated to be severely undersized for today’s Fire Protec | 2173450 | 2010-01-01 | 2 | Lassen District | Bunker Water Tank Replacement
5610005 | 005 | MEINERS OAKS CWD | M | 0 | C | 4000 | The system storage consists of 3-500,000 gal, 1-250,000, and 1-80,000 gallon ground storage tanks. All are interconnected with the distribution system. All are in dilapidated condition to the point of near failure. The condition of the tanks is critical a | The proposed project is to replace 2 of the 500,000 gal storage tanks, and the 80,000 gal tank, including valves and required monitoring components, and demolish the old leaky leaning tanks. The construction will take place on the same site as the existin | 1500000 | 2010-01-01 | 6 | Santa Barbara District | Storage tank Replacement project
1910248 | 001 | LOS ANGELES CO WW DIST 37-ACTON | M | 0 | C | 4282 | CROWN VALLEY P.S. SEVERAL HOMES IN THIS AREA HAVE LOW WATER PRESSURES AS THEY ARE LOCATED WHERE TWO PRESSURE ZONES INTERCONNECT. | INSTALL A PRESSURE REDUCING VALVE STATION, CONNECT TO THE HIGH PRESSURE ZONE, AND INSTALL APPROXIMATELY 420 FT. OF EIGHT INCH PIPELINE TO ISOLATE THE NEW ZONE. | 50000 | 1998-01-01 | 16 | Central District
1910248 | 003 | LOS ANGELES CO WW DIST 37-ACTON | M | 0 | C | 4282 | THE DISTRICT'S THREE WELLS PRESENTLY DISCHARGE INTO THE DISTRIBUTION SYSTEM, WHERE SAND ENTERS THE PIPELINE CAUSING OPERATIONAL AND RELIABILITY PROBLEMS. | CONSTRUCT A 500,000 GALLON WATER TANK TO PERMIT SAND TO SETTLE AND ALLOW CONTACT TIME FOR CHLORINE. | 540000 | 2001-01-01 | 16 | Central District
1910248 | 004 | LOS ANGELES CO WW DIST 37-ACTON | M | 0 | C | 4282 | CROWN VALLEY RD. PIPELINE. THE EXISTING PIPELINE THAT CONVEYS WATER FROM THE CROWN VALLEY PUMP STATION TO THE NORTH TANK IS AGED AND IN NEED OF REPLACEMENT. IF THIS MAIN FAILS APPROXIMATELY ONE HALF THE DISTRICT'S CUSTOMERS WILL BE WITHOUT WATER. | CONSTRUCT APPROXIMATELY 2,700 FT. OF 12 IN. PIPELINE. | 220000 | 1999-01-01 | 16 | Central District
1910248 | 005 | LOS ANGELES CO WW DIST 37-ACTON | M | 0 | C | 4282 | SANTIGO RD. PIPELINE. A PROPOSED PUMP STATION AT SANTIGO RD. AND SOLEDAD CANYON RD. WILL PUMP WATER INTO THE DISTRICT'S NORTH TANK VIA AN OLD, EIGHT INCH PIPELINE WHICH IS UNDERSIZED. | CONSTRUCT 4,200 FT. + OF 12 INCH PIPELINE ON SANTIGO ROAD TO SIERRA HIGHWAY AND THE NORTH TANK. | 320000 | 2002-01-01 | 16 | Central District
1910248 | 006 | LOS ANGELES CO WW DIST 37-ACTON | M | 0 | C | 4282 | SANTIAGO RD. PUMP STATION. PRESENTLY, THE DISTRICT RELIES ON ONLY ONE PUMP STATION (AT CROWN VALLEY RD.) TO TAKE WELL WATER INTO THE NORTH TANK. A SECOND PUMP STATION AT ANOTHER LOCATION WILL INCREASE THE RELIABILITY OF THE SYSTEM. | CONSTRUCT ANOTHER PUMP STATION A SANTIAGO RD. AND SOLEDAD CANYON RD. | 390000 | 2001-01-01 | 16 | Central District
1910248 | 007 | LOS ANGELES CO WW DIST 37-ACTON | M | 0 | C | 4282 | SYRACUSE AVE. PIPELINE. THERE IS PRESENTLY ONE PIPELINE THAT CONVEYS THE DISTRICT'S WELL WATER TO THE NORTH TANK. IF THIS LINE BREAKS MORE THAN 1/2 THE DISTRICT'S CUSTOMERS WILL BE WITHOUT WATER. | CONSTRUCT 2,600 FT. + OF 12 INCH PIPELINE ALONG AN ALTERNATE ROUTE TO MAKE THE SYSTEM MORE RELIABLE. | 200000 | 1999-01-01 | 16 | Central District
4410002 | 002 | SLVWD - FELTON WATER SYSTEM | M | 0 | C | 4340 | Water outages due to lack of pressure because of undersized main. | Replace San Lorenzo water main. | 270000 | 1998-01-01 | 5 | Monterey District | Replace water main
4410002 | 003 | SLVWD - FELTON WATER SYSTEM | M | 0 | C | 4340 | The water system's source water is approximately 95% surface water. During period of drought which reduce streamflow, pursuant to DWR water rights permit conditions, the water system is required to reduce and/or cease the diversion its primary stream sou | Contruction of a new 10 inch replacement well to a depth of approximately 300 LF and appurtances thereto. Appurtances include, but are not limited to, wellhead, electrical supply, control and disinfection equipment, Construction includesa a new 10 ft X | 300000 | 2010-01-01 | 5 | Monterey District | Well Replacement-Felton Acres
4410002 | 004 | SLVWD - FELTON WATER SYSTEM | M | 0 | C | 4340 | Installation of a 40kw solar system at the water system's surface water treatment plant to provide for sustainable electrical supply and the reduction of the agency's carbon footprint pursuant to AB32. | Contruction of a 40kw roof mount solar system and appurtances thereto. | 250000 | 2010-01-01 | 5 | Monterey District | Kirby Treatment Plant Kirby Treatment Plant SolarKi
4410002 | 005 | SLVWD - FELTON WATER SYSTEM | M | 0 | C | 4340 | The Felton Water system does not have a comprehnsive Supervisor Control and Data Acquistion System to provide for enhance monioting and control of water supply, treatment and distribution. | contruction and installation of a comprehensive SCADA system and appurtances thereto. Central hub location will be the Kirby Surface Wawter Treatment Plant, and seven (7) remote locations. | 300000 | 2010-01-01 | 5 | Monterey District | Felton System SCADA
2410008 | 001 | MEADOWBROOK WC | M | 0 | C | 4400 | In April 2008 Meadowbrook Water was granted a greatly increased service area. The purpose of the request for funding is to examine the most feasible and cost effective way to extend our services to our new areas. Much of the area is rural; identifying the | The new area is very rural with pockets of homes on large lots/acreage. It is difficult to ascertain the best way to reach the largest numbers of homes at the lowest practical cost and in a timely manner. We need to have a comprehensive plan done to exami | 50000 | 2009-01-01 | 11 | Merced District | Pre-App for Main Extensions
3710004 | 002 | DEL MAR - CITY OF | M | 0 | C | 4580 | Add seismic actuated valves to increase system reliability. Please see attached. | Please see attached | 260000 | 1998-01-01 | 14 | San Diego District
2010010 | 002 | MADERA VALLEY WATER COMPANY | M | 0 | C | 4625 | We have two wells in our system that have become unusable. These two wells are over 30 years old. If we try to use these wells the drawdown is so great that they pump a lot of air into our system. We have lowered the bowls as far as we can. These are | We are planning to construct a new well site. The new well would replace the two wells which have become unsable. The new well would include a variable frequency drive and standby back up diesel generator. There would also be installation of pipeline t | 1000000 | 2009-01-01 | 11 | Merced District | New Construction Well #7
1910185 | 001 | LOS ANGELES CO WW DIST 36-VAL VERDE | M | 0 | C | 4660 | CUYAMA TANK. THE EXISTING 500,000 GALLON CUYAMA TANK IS OVER 20 YEARS OLD WITH CORRODED TANK WALLS WHICH MAY AFFECT WATER QUALITY AND PUBLIC HEALTH. | RECOAT INTERIOR OF 0.50 MG CUYAMA TANK TO PROTECT WATER QUALITY AND PUBLIC HEALTH. | 80000 | 2000-01-01 | 16 | Central District
1910185 | 002 | LOS ANGELES CO WW DIST 36-VAL VERDE | M | 0 | C | 4660 | NO WELLS. THIS DISTRICT HAS ONLY ONE SOURCE OF WATER, THE CASTAIC WATER AGENCY. WHEN THIS CONNECTION IS DOWN, AS OCCURRED AFTER THE 1994 EARTHQUAKE, WE MUST RELY ON STORAGE VOLUME FROM OUR TANKS WHICH WILL LAST LESS THAN ONE DAY. | CONSTRUCT NEW WELL WITH CHLORINATION STATION, FOREBAY TANK, AND BOOSTER PUMPING STATION TO MEET CUSTOMER WATER REQUIREMENTS. | 1705000 | 2001-01-01 | 16 | Central District
1910185 | 004 | LOS ANGELES CO WW DIST 36-VAL VERDE | M | 0 | C | 4660 | INTERMEDIATE ZONE DISTRIBUTION TANK NEEDED. THE EXISTING SYSTEM HAS TWO PRESSURE ZONES WITH A 310' DIFFERENCE IN ELEVATION. MANY OF OUR CUSTOMERS ARE SERVED OFF THE HIGH PRESSURE ZONE. THIS REQUIRES CONSTANT PUMPING AND REGULATING OF PRESSURES. | CONSTRUCT A 500,000 GALLON TANK AT AN INTERMEDIATE PRESSURE ZONE FOR THE HASLEY AREA. | 5015000 | 2001-01-01 | 16 | Central District
1910185 | 005 | LOS ANGELES CO WW DIST 36-VAL VERDE | M | 0 | C | 4660 | SEISMICALLY UNSOUND TANK CONNECTIONS. IN THE EVENT OF A SEVERE EARTHQUAKE, THE EXISTING RIGID CONNECTION AND DRAIN COULD RUPTURE LEAVING AFFECTED RESIDENTS WITHOUT WATER SERVICE. | RETROFIT TWO WATER TANKS WITH FLEXIBLE CONNECTIONS AND MOVE DRAIN/OVERFLOW TO SIDES OF TANKS. | 112500 | 1999-01-01 | 16 | Central District
2910014 | 003 | NEVADA ID - LAKE OF PINES | M | 0 | C | 5326 | This project will provide residential water service and fire protection to 36 parcels as well as provide capacity for future services to a significant number of residents in rural southern Nevada County, California. Land owners in the area are desirous of | The extension of waterline including a booster pump station, a water storage tank (future), water distribution pipelines, and related appurtenances, including fire hydrants. The booster pump station will be located at an existing District tank site on Tim | 1740860 | 2010-01-01 | 21 | Valley District | Rodeo Flat Waterline Installation Project
4210013 | 002 | SOLVANG WATER DEPARTMENT | M | 0 | C | 5383 | Needs additional water storage facilities to comply with Water Works standards. | Construction of 2.3 million gallon reservoir | 3638000 | 2001-01-01 | 6 | Santa Barbara District
4110010 | 039 | MONTARA WATER AND SANITARY DISTRICT | M | 0 | C | 5412 | This project will place air relief valves throughout the distribution system to ensure water quality protection during repairs, on-going maintenance, and pressure fluctuations during routine operations of the water system. The system currently contains n | This project will install up to 20 air relief valves throughout the distribution system to ensure water quality protection during repairs, on-going maintenance, and pressure fluctuations during routine operations of the water system. | 58000 | 2010-01-01 | 17 | Santa Clara District | Air Relief Valves for Distribution System
4110010 | 040 | MONTARA WATER AND SANITARY DISTRICT | M | 0 | C | 5412 | South Airport Well needs a new out to waste valve and waste pipe to avoid contaminating the system with dirty water upon startup for water quality protection and public health and safety protection. | This project will install a new out to waste valve and waste pipe at the South Airport Well to avoid contaminating the system with dirty water on well startup. | 23000 | 2010-01-01 | 17 | Santa Clara District | New Valve and Pipe Installation at South Airport Well
4110010 | 041 | MONTARA WATER AND SANITARY DISTRICT | M | 0 | C | 5412 | This project will provide facilities for a quick connection between Montara Water and Sanitary District (MWSD) and neighboring Coastside County Water District (CCWD) to be operated in case of emergency such as multiple fire events, earthquake, any other n | This project will install two above-grade quick connection points each equipped with 1,000 feet of 4-inch-diameter flexible piping to be deployed in case of emergency. One connection facility will be installed at each of the water district's closest dist | 200000 | 2010-01-01 | 17 | Santa Clara District | Emergency Connection with Coastside County Water District
4110010 | 056 | MONTARA WATER AND SANITARY DISTRICT | M | 0 | C | 5412 | Montara Water and Sanitary District owns and operates an existing Alamo Pressure Regulating Valve Station (PRV). This project includes making modifications to the existing PRV station to allow the District to transfer water from its Alta Vista pressure z | This project will convert an existing Alamo Pressure Regulating Valve Station into an underground booster pump station by adding a booster pump. This existing Alamo PRV station connects the higher Portola Zone with the lower Alta Vista Zone. The new boos | 215000 | 2010-01-01 | 17 | Santa Clara District | New Alamo Booster Pump Station
4110010 | 057 | MONTARA WATER AND SANITARY DISTRICT | M | 0 | C | 5412 | The District has acquired the water system ownership in 2003 from a private water company. The customers voted overwhelmingly to take over the system due to poor water quality, water leaks, lack of emergency and fire storage and other deferred maintenanc | This project will replace the next several mains that have demonstrated the highest number of leaks in the past 5 year, as follows:1. Fourth Street Main Replacement, 1,500 ft, 6-inch-diameter2. Airport Main Replacement, 2,400 ft, 8-inch-diameter3. Corona | 2800000 | 2010-01-01 | 17 | Santa Clara District | Water Distribution System Rehabilitation and Improvement Project
4110010 | 058 | MONTARA WATER AND SANITARY DISTRICT | M | 0 | C | 5412 | This project will rehabilitate existing South Airport Well to restore its rated production capacity and improve water quality. The well if one of the highest producing groundwater sources in the District, however, its production has significantly deterio | This project will chemically rehabilitate the existing South Airport Well to restore its production to rate capacity and extend its service life. | 75000 | 2010-01-01 | 17 | Santa Clara District | South Airport Well Rehabilitation
1910163 | 001 | VALENCIA HEIGHTS WATER CO. | M | 0 | C | 5500 | Four wells produce water with nitrates and VOC's. Three out of four wells have exceeded the MCL for nitrate of 45 ppm. | Design and construct replacement wells. | 700000 | 1999-01-01 | 16 | Central District
1010006 | 002 | FOWLER, CITY OF | M | 0 | C | 5572 | The water system is separately by Freeway 99 and the three water lines that connect the two sides of the water system do not have adequate capacity to provide desired water pressures and fire flows. | Construct a new well to increase the water supply capacity for both sides of the water system. | 650000 | 2002-01-01 | 11 | Merced District
3310800 | 001 | CALIFORNIA REHABILITATION CENTER - NORCO | M | 0 | C | 5730 | Well #1 contains Benzene at a level above the MCL. The well was taken out of service in early 1989. In 3/97 an inspection of CRC's water system by DHS indicated that we need more water to reliably meet demands. Well #1 needs to be reactivated. | Add air stripping unit for benzene treatment. | 250000 | 1998-01-01 | 20 | Riverside District
3310026 | 001 | NUEVO WATER COMPANY | M | 0 | C | 6000 | Degradation of ground water quality due to intrusion of plume of high TDS water into ground water basin (see attached May 31, 1995 report prepared by Albert A. Webb Associates). | Construct new 1000 gpm capacity well and new 12" pipeline (see attached Plate 1). | 1020000 | 1998-01-01 | 20 | Riverside District
4910027 | 007 | SONOMA STATE UNIVERSITY | M | 0 | C | 6000 | The problem is the backup power for the booster pump that pressurizes the residential water supply is provided by a natural gas powered motor that is at the end of its life expectancy. It is approximately 40 years old. Not only is this motor old, but sinc | Winzler and Kelly Consulting Engineers completed and evaluation of the Water System. The recommended evaluation outlines a strategy of three phases. The university had implemented two of three phases and needs to complete the final phase. This final pha | 300000 | 2010-01-01 | 18 | Sonoma District | Domestic Pumphouse Emergency Supply
4910027 | 008 | SONOMA STATE UNIVERSITY | M | 0 | C | 6000 | The Unviersity relies on a self- operated, owned and maintained well water system for the campus. The existing chlorination system is no longer supported by the manufacturer and replacement parts are not available. If the system was to fail, the Universit | Removal of the existing T2 Chlorinator (approx. 10 years in age) from the potable water control building located within the Corporation Yard including HAZMAT disposal. Install 50 feet of new 1" CPVC piping and fittings for new system requirements, upgrade | 100000 | 2010-01-01 | 18 | Sonoma District | Domestic water Chlorination System
4910027 | 009 | SONOMA STATE UNIVERSITY | M | 0 | C | 6000 | The life cycle of Wells No. 3 and No. 4 are approaching the end of their useful life. These are the only two operating wells that the University has and due to the age and detioration of well casing, they are approaching the end of their useful life. The | The University is proposing to drill a well in close proximity to the existing well to reduce the amount of additional infrastructure needed. The project would go out to bid with the following requirements for contractors to meet.Installation of electrica | 200000 | 2010-01-01 | 18 | Sonoma District | Well 3 and 4 Rehabilitation
4910027 | 010 | SONOMA STATE UNIVERSITY | M | 0 | C | 6000 | Main drinking water raw water line is old frail transite piping. The piping fails frequently and requires repairs to be performed regularly. When a failure occurs it impacts the campus' ability to provide the necessary potable water to the population of o | The project involves connecting into the existing tanks and wells at either end and abandoning the existing transite line in place. The existing pathway is several hundred yards of pavement that will need to be removed and replaced. This installation wou | 1500000 | 2010-01-01 | 18 | Sonoma District | Drinking water raw water line replacement
4910027 | 011 | SONOMA STATE UNIVERSITY | M | 0 | C | 6000 | The University intends to construct a new 350,000 gallon welded steel tank for potable water storage northeast of the existing two 200,000 gallon concrete tanks in the Facilities Services Area on the northeast side of the Sonoma State University campus. T | This project includes construction of a new 350,000 gallon welded steel tank for water storage, including tank foundation, subgrade preparation, anchorage, and tank accessories including internal and external pipe and pipe connections, inlet, outlet, over | 1200000 | 2010-01-01 | 18 | Sonoma District | Domestic Water tank #3
4010025 | 003 | SLO CWD NO. 10 - CAYUCOS WTP | M | 0 | C | 6076 | Two, 4inch distribution lines inadequate for providing fire flows & pressure | Replace existing 4 inch lines with new pipes. | 850000 | 2006-01-01 | 6 | Santa Barbara District | Distribution lines
3010082 | 002 | SERRANO WATER DISTRICT | M | 0 | C | 6251 | Ww standard defects. Additional capacity to treat surface water for East Orange County Water District and the City of Orange. | Construct additional 2 MGD to existing treatment plant. | 2500000 | 1998-01-01 | 8 | Santa Ana District | Additional SWT Capacity
3310036 | 003 | WESTERN MWD - MURRIETA DIVISION | M | 0 | C | 6305 | Aging leaking water distribution lines within older portions of town requiring high maintenance costs & possible water outages. | Replace main & lateral water lines in older parts of town. Many areas are in lower income areas. Some are also in historical parts of town. | 750000 | 2002-01-01 | 20 | Riverside District | Replace old water mains
4010019 | 004 | TEMPLETON CSD | M | 0 | C | 6500 | The Westside area of the Templeton Community Services District (District) has low water service pressures (25 to 39 psi) and marginal fire flows (less than 1500 gpm) during average day demand conditions. The low fire flows are a serious safety concern and | Due to the high health and safety concerns resulting from substandard pressures, the 2005 District Water System Master Plan Update identified correcting the pressure deficiency as a first tier priority project. To increase the water pressure in the distri | 3800000 | 2010-01-01 | 6 | Santa Barbara District | Westside Water Storage Tank and Pressure Zone
1910085 | 003 | MAYWOOD MUTUAL WATER CO. #2 | M | 0 | C | 6700 | Water mainlines are full of tuberculation caused by minerals, and need a rehabilitation of approximately thirteen miles. Main valves need to be replaced, a total of 175, and approximately forty-five fire hydrants that are currently under the standards of | The project consists of cleaning and lining with cement mortar approved by NSF. This improvement will bring to all customers better quality of water, will bring an efficient PSI and will reduce the use of electricity needed on the boosters and pumps. | 4500000 | 2009-01-01 | 16 | Central District | Water Mainlines Rehabilitation 2008
3610062 | 014 | RUNNING SPRINGS WATER DISTRICT | M | 0 | C | 6713 | The Running Springs Water District has undertaken a program to eliminate a series of substandard sized back-lot water mains that were installed in the 1940's & 50's. These lines are old galvanized steel and range in size from 1" to 2". These water lines | The project would entail installing three sections of new water mains. Two of these would be on Valley View Drive and the third would run parallel with Highway 18. Approximately 1,100 feet of 12" PVC pipe would be installed from the Luring Pines Tank on | 820000 | 2010-01-01 | 13 | San Bernardino District | Valley View/Hwy. 18 Water Main Replacement Project
0510017 | 002 | CCWD COPPER COVE | M | 0 | C | 6735 | The Copper Cove water system consists of three main pressure zones. The C pressure zone storage tank is fed from the B pressure zone storage and distribution system. During high demands, pressure in the B system is reduced and insufficient flow and pressu | The project will construct a new booster pumping station and transmission main to directly feed the C tank. The booster station will provide a capacity of 5,000 gpm with two pumps, and a space for a third for future demands. 13,000 LF of 20-inch main wi | 7000000 | 2010-01-01 | 10 | Stockton District | Copper Cove C Tank and Main (2009)
1910147 | 004 | SATIVA-L.A. CWD F | M | 0 | C | 6813 | Sativa Los Angeles County Water District is a very small water system with approximately 6,880 customers with limited water production capabilities. The District needs to locate, drill and develop a new well to meet system demands. The current wells bar | Sativa Los Angeles County Water District # 1910147, desperately needs improvements to its water system.Develop a new well with a production of 900 gpm or more.Build a small on site reservoir with booster pumps to maintain positive pressure on the system ( | 2000000 | 2009-01-01 | 22 | Angeles District | Sativa new well project # 4B
1710015 | 001 | HIDDEN VALLEY LAKE CSD | M | 0 | C | 6971 | The problem is that there are approximately 2200 water service laterals that are 35-40 years old and have significant leakage. | The project would replace the old leaking water service laterals and as a result, greatly enhance the District's water conservation efforts. | 8000000 | 2010-01-01 | 3 | Mendocino District | Water Service Lateral Replacement
1710015 | 002 | HIDDEN VALLEY LAKE CSD | M | 0 | C | 6971 | This project is to add well protection, chlorination facilities and emergency power. | The project consists of the following:Well #2 Site:Construction of a building (well protection), installation of backup emergency power (250 KW generator), motor control center, flow meter and low level switch.Well #3 Site:Construction of a building (well | 1350000 | 2010-01-01 | 3 | Mendocino District | Well Protection, Chlorination and Emergency Power
1710015 | 003 | HIDDEN VALLEY LAKE CSD | M | 0 | C | 6971 | This project is intended to address and resolve pressure and storage concerns within Zone 9 of the Hidden Valley Lake Community Services District's current water system. | The project consists of installing a new 500,000 gallon storage tank at the same elevation as the existing Tank 9, and isolating the Ravenhill Road area from Zone 9 and boosting pressures within by connecting it to Eagle Rock Zone and installing a PRV, ga | 1590000 | 2010-01-01 | 3 | Mendocino District | Raven Hill Water Storage Tank
2910023 | 009 | NEVADA ID - LAKE WILDWOOD | M | 0 | C | 7090 | Lack of adequate well water/reliance on NID Ditch water for housefold use | Connection to NID treated water service. | 1310000 | 2005-01-01 | 21 | Valley District | Connection to NID
3910003 | 001 | ESCALON, CITY OF | M | 0 | C | 7137 | The City of Escalon currently operates four (4) active municipal wells in the City's water system. Currently, in the event of a well being taken out of service the water system would not be able to adequately meet peak water demand and pressure requireme | The Municipal Well No. 11 project is comprised of planning, designing, permitting, and construction of a new municipal water well within the City of Escalon. The developed well generally consists of drilling and installing a new municipal water well appr | 1500000 | 2010-01-01 | 10 | Stockton District | Municipal Well No. 11
1910060 | 003 | LA PUENTE VALLEY CWD | M | 0 | C | 7500 | WW standards defect. Reliability. Numerous leaks on 12" steel (circa 1951) transmission/distribution line on Stimson St. causing water outages during maintenance. | Replacement of line with 12" ductile iron pipe. Project involves: Design to solve problem, and Construction | 150000 | 2000-01-01 | 16 | Central District
5410020 | 005 | WOODLAKE, CITY OF | M | 0 | C | 7524 | Inadequate storage capacity. | Add additional storage tank and associated piping. | 750000 | 2006-01-01 | 12 | Visalia District
4910016 | 001 | COTATI, CITY OF | M | 0 | C | 7532 | Cotati previously had a 100,000 gallon storage tank at the proposed tank location. However, this was taken out of service in 1997, as it was no longer servicable. This project will increase the City's storage from 1.0 to 1.4 million gallons for normal o | This project includes demolition of the existing 0.1 MG tank, and construction of a new 0.4 MG steel tank in the same location, including an upgraded intertie with the distribution system, related site work, telemetry, and landscaping to mitigate visual i | 1600000 | 2010-01-01 | 18 | Sonoma District | Cypress Water Storage Tank Replacement Project
4910023 | 002 | CALIFORNIA-AMERICAN LARKFIELD (PUC) | M | 0 | C | 7775 | South end of distribution system requires an additional looped feed. | Old Redwood Highway main replacement/extension. | 160000 | 1998-01-01 | 18 | Sonoma District
4910023 | 003 | CALIFORNIA-AMERICAN LARKFIELD (PUC) | M | 0 | C | 7775 | Inadequate storage capacity. | Construct raw water storage reservoir at North Wikiup site. | 400000 | 1998-01-01 | 18 | Sonoma District
3310033 | 001 | SANTA ANA RIVER WATER COMPANY | M | 0 | C | 8080 | Poor water quality and low water pressure due to dead end water lines. | Construct water pipelines to eliminate dead end water lines (Plate 1) | 810000 | 1998-01-01 | 20 | Riverside District | Distribution system improvements (eliminate dead ends) (1997)
3310033 | 002 | SANTA ANA RIVER WATER COMPANY | M | 0 | C | 8080 | Lack of reliable water supply. | Drill and equip two water wells | 600000 | 1998-01-01 | 20 | Riverside District | Additional wells (1997)
3310033 | 003 | SANTA ANA RIVER WATER COMPANY | M | 0 | C | 8080 | Insufficient treated water storage facilities. The water Company has two water storage facilities. The water company has two water storage tanks with a capacity of 2.2 million gallons. However, they need 4.9 million gallons of storage. | Construct a 2.7 million gallon welded steel tank on the water company's existing land on Bellegrave Ave. | 1200000 | 1998-01-01 | 20 | Riverside District | Additional water storage (1997)
3310033 | 005 | SANTA ANA RIVER WATER COMPANY | M | 0 | C | 8080 | The water company's two existing water storage tanks need to be upgraded to minimize potential damage to piping and possible breakage during a severe earthquake. | Foundation improvements, expansion joints and piping modifications of shell to ground connections (see attached report). | 100000 | 1998-01-01 | 20 | Riverside District | Storage tank rehabilitation (1997)
4210020 | 002 | SANTA YNEZ RIVER WATER CONS. DIST. ID#1 | M | 0 | C | 8298 | Inadequate storage to comply with Water Works standards. | Construct a 3.2 MG reservoir to provide adequate storage in one pressure zone. | 3300000 | 1998-01-01 | 6 | Santa Barbara District
4210020 | 009 | SANTA YNEZ RIVER WATER CONS. DIST. ID#1 | M | 0 | C | 8298 | In various locations throughout the District's water distribution system, undersized (substandard) 2" galvanized iron piping (GIP) that was installed in the early sixties needs to be replaced. Due to the material and age of the piping, frequent leaks occ | The project is to replace the GIP sections of the District's aging distribution system to reduce water losses, reduce expenditure of District resources for multiple repairs, and alleviate potential impacts to system water quality. Improvements to flow an | 184750 | 2010-01-01 | 6 | Santa Barbara District | 2 inch GIP Replacement Project
4210020 | 010 | SANTA YNEZ RIVER WATER CONS. DIST. ID#1 | M | 0 | C | 8298 | Computer flow modeling of the Santa Ynez River Water Conservation District, Improvement District No.1 (ID1) distibution system, with field verification and calibration, has revealed areas of inadequate pressure within the distribution network during perio | The project would serve to increase pressure and reduce flow velocities in an area of the ID1 distribution system showing greatest negative affects during periods of high demand. Piping from ID1's highest pressure zone would be extended into an isolated | 250000 | 2010-01-01 | 6 | Santa Barbara District | Still Meadows Pressure Improvement Project
4210020 | 011 | SANTA YNEZ RIVER WATER CONS. DIST. ID#1 | M | 0 | C | 8298 | In various locations throughout the District's water distribution system, undersized (substandard) 2" PVC water mains need to be replaced. These lines are not compliant with the California Water Works Standards for new water main installation and cause r | The project is to replace the undersized (2") water mains with 6" Class 900 PVC to increase flow and pressure during periods of high demand. Five segments have been identified that would require replacement, ranging in lenght from 297 feet to 1,050 feet, | 405630 | 2010-01-01 | 6 | Santa Barbara District | 2 inch PVC Replacement Project
4210020 | 012 | SANTA YNEZ RIVER WATER CONS. DIST. ID#1 | M | 0 | C | 8298 | A 4" lateral to the 8" distribution main on Still Meadows Road, installed in the mid-70's, is constructed of substandard (Schedule 40) piping material. Numerous repairs have been made on the line, which provides water to four domestic service meters, res | Replacement of the 4" lateral with 6" Class 900 PVC would provide for more reliable service, prevent water loss and alleviate potential impacts to system water quality from continued breaks. The length of the 4" line requiring replacement is approximatel | 85050 | 2010-01-01 | 6 | Santa Barbara District | Still Meadows 4 inch Lateral Replacement Project
3610112 | 003 | HELENDALE COMMUNITY SERVICE DISTRICT | M | 0 | C | 8646 | Master Plan does not provide for reliable water system operation | Develop a new master plan | 100000 | 2000-01-01 | 13 | San Bernardino District
3610112 | 006 | HELENDALE COMMUNITY SERVICE DISTRICT | M | 0 | C | 8646 | Well #2 needs replaced. The casing has deteriorated with many cracks and holes and is producing sand which damages our pump and causes us to provide customers with sand filters. Production is down significantly and decreasing monthly. This new well wil | Drill a 1200 gpm 400+ foot water well near the well we want to replace and construct a new well house to house chlorine and other well operating supplies and protect the well. Install a SCADA system at wells 1 through 10 and on our north and south reser | 970000 | 2010-01-01 | 13 | San Bernardino District | Replacement Well, Well House and SCADA System
4010016 | 004 | LOS OSOS COMMUNITY SERVICES DISTRICT | M | 0 | C | 9000 | The Los Osos Community is currently served by three water purveyors, Los Osos Community Services District (LOCSD), Golden State Water Company (GSWC), and S&T Mutual Water Company (S&T). They serve a total population of just over 14,000 persons. The comm | The Inter-tie project will include two separate inter-tie connections between the LOCSD and GSWC water distribution systems. The inter-ties will be located in the street. They will include a valve vault, valves, and two-way meters. The project will als | 240000 | 2010-01-01 | 6 | Santa Barbara District | LOCSD and GSWC Inter-tie Project
3610047 | 002 | GOLDEN STATE WATER CO - WRIGHTWOOD | M | 0 | C | 9479 | Old, undersized mainline | Replace mainline | 3900000 | 1998-01-01 | 13 | San Bernardino District
3610047 | 003 | GOLDEN STATE WATER CO - WRIGHTWOOD | M | 0 | C | 9479 | 210k Gal Lone Pine Reservoir corroded and structurally unsound | Construct new reservoir | 200000 | 1998-01-01 | 13 | San Bernardino District
3610047 | 004 | GOLDEN STATE WATER CO - WRIGHTWOOD | M | 0 | C | 9479 | The existing Reservoir (called the Lone Pine Reservoir) is too small to meet the current water demand. The existing tank is leaking, and has reached the end of its useful life. Based on the current master plan, a new and larger tank is needed to supply | To furnish and erect a new 0.5 MG welded steel water storage reservoir with appurtenances; including ring wall foundation, and reservoir sub grade preparation. Also included in the scope of this project is 1600 feet of 12 inch pipeline that will feed the | 277376 | 2010-01-01 | 13 | San Bernardino District | GSWC-Wrightwood System - Linnet Tank
1910086 | 002 | MAYWOOD MUTUAL WATER CO. #3 | M | 0 | C | 9500 | Replace low flow mains, replace all 4 inch main with 6-8 inch.Increase fire flow to low flow areas6 inch main between Gage and Randolph on Atlantic Blvd, remove blockage for fire flow.Replace 4 inch mains on Mayflower & Prospect between Randolph and 61 | 6 inch main between Gage and Randolph on Atlantic Blvd, remove blockage for fire flow.Replace 4 inch mains on Mayflower & Prospect between Randolph and 61st street.Replace 4 inch mains on Slauson Avenue from Alamo to LA River.Replace 4 inch mains on At | 2000000 | 2010-10-01 | 16 | Central District | Distribution main replacement
1910203 | 002 | LOS ANGELES CWWD 40, R24, 27,33-PEARBLSM | M | 0 | C | 9777 | OLD, UNDERSIZED WATER MAIN | INSTALL 6,600 LINEAR FEET OF 12" WATER MAIN | 450000 | 1999-01-01 | 16 | Central District | Replace Undersized mains (1.5 miles of 12 inch line)(1997)
1910203 | 007 | LOS ANGELES CWWD 40, R24, 27,33-PEARBLSM | M | 0 | C | 9777 | Nitrate is an inorganic compound that often appears in the environment, both naturally and unnaturally. Most commonly the nitrate in groundwater originates from fertilizers, septic systems, and manure storage or spreading operations. The nitrate from the | This project is for the removal of nitrate from the groundwater pumped from Well No. 27-5 to ensure compliance with the nitrate standard. To accomplish this goal, the District proposes using one of the commercially available ion exchange systems for nitra | 499000 | 2010-01-01 | 16 | Central District | Nitrate Treatment in Well 27-5
3610125 | 002 | SBNDO COUNTY SERVICE AREA 70J | M | 0 | C | 9847 | Waterworks problems - pipelines too small in diameter to adequately supply water throughout the distribution system. | Have a hyfraulic analysis performed on the system to determine how much pipeline is needed and where, contract for installation of pipelines | 100000 | 2000-01-01 | 13 | San Bernardino District
3610125 | 003 | SBNDO COUNTY SERVICE AREA 70J | M | 0 | C | 9847 | Need a Water Master Plan | Develop a Water master plan | 100000 | 2000-01-01 | 13 | San Bernardino District
4110027 | 001 | WESTBOROUGH COUNTY WATER DIST | M | 0 | C | 9910 | Water outages due to deteriorating pipes and low storage tanks. | Install new pipes and couplings to eliminate water outages for customers and construct new water storage tank for adequate water storage. | 2500000 | 1998-01-01 | 17 | Santa Clara District
3610086 | 001 | WEST END CONSOLIDATED WATER COMPANY | M | 0 | C | 10000 | An upgraded iner-tie is needed with SBCsA 70 zone L system due to susecptible MTBE contamination | Replumb pumping lines from wells to booster station, install new reservoir and control valve at booster station | 275000 | 2000-01-01 | 13 | San Bernardino District
4110017 | 001 | CITY OF MENLO PARK | M | 0 | C | 10200 | Seven problems in the City’s water distribution will be addressed by this project.First, approximately 100 customers in the commercial/industrial Menlo Business Park receive water from San Francisco Public Utility Commission (SFPUC) turnouts controlled by | The City has a consultant working on plans and specifications to address each of the problems listed. Their services will also include permit, bid and construction support. 1. Menlo Business Park – This project will reconfigure the pipes and valves to a | 1440000 | 2010-01-01 | 17 | Santa Clara District | 2008 Water Main Replacement Project
1910148 | 002 | SIERRA MADRE-CITY, WATER DEPT. | M | 0 | C | 10800 | Reliability of local sources limited. Additional sources of supply needed. | Design and construct one domestric well and a water system inter-tie between the Cities of Sierra Madre and Arcadia. | 1660000 | 1998-01-01 | 7 | Hollywood District | New well and intertie
1910148 | 004 | SIERRA MADRE-CITY, WATER DEPT. | M | 0 | C | 10800 | The quality and reliability of drinking water supplies for the City of Sierra Madre is at risk due to the deterioration of their water infrastructure due to age and from the potential impact from a major seismic event in the region. The design and constr | This project will provide for the design of the replacement of undersized water transmission and distribution pipelines to provide adequate water supplies in the event of a major seismic event as identified in the 1997 Corps of Engineers Seismic Reliabili | 3000000 | 2010-01-01 | 7 | Hollywood District | Water System Rehabilitation
4910012 | 003 | SONOMA, CITY OF | M | 0 | C | 10807 | The identified water service lines are currently leaking due to the type and age of the service lines. In addition, the fittings for the lines are leaking and may be structurally inadequate. Failures to those connections would be catastrophic in nature | The project includes the residential water service replacement projects that are part of the 2007 Connection Charge and Rate Study. The water service lines are located within the following streets: Junipero Serra (West Spain to Merritt Court), Este Made | 2420000 | 2010-01-01 | 18 | Sonoma District | Citywide Water Services Replacement Project
4910012 | 004 | SONOMA, CITY OF | M | 0 | C | 10807 | The identified water service lines are currently leaking due to the type and age of the service lines. In addition, the fittings for the lines are leaking and may be structurally inadequate. Failures to those connections would be catastrophic in nature | The proposed limits of the work includes Bettencourt Street between Fifth Street West and Second Street West and Fano Lane between Robinson Road and Fifth Street West, Junipero Serra Drive between Verano Avenue and West Spain, Merritt Court, Palou Street | 1314000 | 2010-01-01 | 18 | Sonoma District | Fano Lane Area & Bettencourt Water Improvements Project
4910012 | 005 | SONOMA, CITY OF | M | 0 | C | 10807 | The City’s existing water line alignment follows southerly on Broadway and extends to the intersection with Napa Road. The Vintage Senior Living and Assisted Care Facility on Napa Road is serviced via the existing connection to the water main which veers | The project will extend the City’s existing 10-inch water line in Napa Road from Larkin Drive to Broadway. Service line laterals would be constructed to service parcels on the south side of Napa Road. The work will include street resurfacing as neces | 700000 | 2010-01-01 | 18 | Sonoma District | Napa Road Water Line Extension Project
4410013 | 001 | SCOTTS VALLEY WATER DISTRICT | M | 0 | C | 11301 | Scotts Valley Water District (SVWD) relies on a sole source aquifer for its drinking water supply. Over the past three decades, groundwater extractions by SVWD, neighboring water districts, small systems, and private pumpers have caused groundwater level | The project is to replace SVWD's existing touch-read water meter system with state-of-the-art AMR/AMI technology. The conversion would be a turnkey installation provided by a qualified firm identified through a competitive selection process. The new AMR | 950000 | 2010-01-01 | 5 | Monterey District | Automated water meter conversion
4410013 | 002 | SCOTTS VALLEY WATER DISTRICT | M | 0 | C | 11301 | Three Scotts Valley Water District (SVWD) booster pump stations -- Sandhill, Bethany, and El Pueblo -- are in need of immediate improvement. Sandhill booster pump station consists of a single, aging 30+ year old booster pump. This booster pump station i | The project consists of improvements to Sandhill and El Pueblo booster pump stations.The Sandhill booster pump station would be improved to replace the existing aging pump with a new high efficiency pump and add a second new high efficiency pump along wit | 650000 | 2010-01-01 | 5 | Monterey District | Booster pump station improvement
4110016 | 001 | HILLSBOROUGH WATER DEPT. | M | 0 | C | 11328 | Delapitated and aged watermains, water tanks and booster stations. | Replace existing undersized water mains with minimum 8" ductile iron pipe. Seismically upgrade or replace water tanks and booster station and other improvements and water services. | 15000000 | 2006-01-01 | 17 | Santa Clara District | Replace Water Mains, Tanks and Booster Stations
4110016 | 003 | HILLSBOROUGH WATER DEPT. | M | 0 | C | 11328 | The Town of Hillsborough is a residential community located in San Mateo County, California. It lies west of Highway 101 and east of Highway 280 and is within very close proximity to the San Andreas Fault line. Fully two thirds of the Town is in a CalFire | The Town is at 50% design of a 600,000 gallon concrete storage tank and anticipates completing 100% design by June 2009. The tank will be built above ground using pre-stressed concrete. The pre-stressed concrete tank will be secure and virtually maintenan | 2500000 | 2010-01-01 | 17 | Santa Clara District | New Vista Water Tank
4110016 | 004 | HILLSBOROUGH WATER DEPT. | M | 0 | C | 11328 | Hillsborough provides service to 4,200 service connections via 97 miles of water main lines. A 2004 Water Main Infrastructure Inventory identified ages of mains:Age Linear Feet0-10yrs 541510-20yrs 020-30yrs 5562230-40yrs 6096340-50yrs 75698Ol | 1. 2445 to 2400 Summit Dr & Oak Tree Place Install 815' of 8" cement lined DIP. Move zone boundaries at 2445 Summit Dr to 2400 Summit; install 6" PRV to supply Forestview tank zone (exist #40 psi) with the Darrell zone (exist #113 psi ); eliminate dead-e | 3000000 | 2010-01-01 | 17 | Santa Clara District | Water Main Replacement
4110016 | 005 | HILLSBOROUGH WATER DEPT. | M | 0 | C | 11328 | The Town of Hillsborough provides drinking water to approximately 4,200 residents and businesses. The Town’s water supply system includes 14 pump stations, 17 tanks, and 9 water-metering stations. Water levels in these facilities is monitored and controll | The Town of Hillsborough’s water system consists of 8.3 million gallons of storage, 14 pump stations and approximately 100 miles of water distribution piping. Town plans on using the upgraded Supervisory Control and Data Acquisition (SCADA) monitoring sys | 1340000 | 2010-01-01 | 17 | Santa Clara District | SCADA System Upgrade
4910005 | 002 | HEALDSBURG, CITY OF | M | 0 | C | 11706 | The Gauntlett Well Field consists of four public supply wells adjacent to the Russian River. The well motors are mounted on elevated support structures and are above Russian River flood stage. The wells were constructed in 1957 and have an average depth | The project entails a systematic rehabilitation of Wells #1, #2 and #3. Rehabilitation for each well would include: removal of pump motor; removal of pump assembly and water column; scrubbing of the well casing; video inspection of well casing; installat | 375000 | 2010-01-01 | 18 | Sonoma District | City of Healdsburg Gauntlett Well Field Rehabilitation
4910005 | 004 | HEALDSBURG, CITY OF | M | 0 | C | 11706 | The Gauntlett Reservoir was constructed in 1957 and is a 720,000 gallon gunite lined, below grade reservoir that serves as the raw water fore-bay tank for the City’s Panorama Water Treatment Plant. Water is supplied from four public supply wells that are | The project would entail: installing by-pass pumping to maintain raw water supply to the water treatment plant; draining the tank; removing and disposing of the existing roof structure and covering at a permitted landfill or demolition recycling facility; | 750000 | 2010-01-01 | 18 | Sonoma District | City of Healdsburg Gauntlett Reservoir Rehabilitation
4910005 | 005 | HEALDSBURG, CITY OF | M | 0 | C | 11706 | Terrace Avenue is currently served by 2” and 4” cast iron water mains that were installed in phases starting in the early 1930’s and completed in 1963. These mains serve 55 residential customers and have experienced several failures over the past several | The project would entail; development of water supply by-pass plans to ensure all customers maintain domestic water service; systematic removal of old water mains at various locations on Terrace Avenue between Healdsburg Avenue and University Street; plac | 575600 | 2010-01-01 | 18 | Sonoma District | City of Healdsburg Water Main Replacement Terrace Avenue
4910005 | 006 | HEALDSBURG, CITY OF | M | 0 | C | 11706 | The Cadoul Reservoir is a 60,000 gallon poured in place concrete reservoir, partially below grade, that provides domestic and fire suppression water to approximately 116 connections. The reservoir was constructed in 1920. The reservoir has developed sig | The project would entail: installing by-pass pumping to maintain domestic water supply from other storage and supply sources; draining the tank; removing and disposing of the existing roof structure and covering at a permitted landfill or demolition recyc | 150000 | 2010-01-01 | 18 | Sonoma District | City of Healdsburg Cadoul Reservoir Rehabilitation II
4910005 | 007 | HEALDSBURG, CITY OF | M | 0 | C | 11706 | College Avenue is currently served by a 4” cast iron water main that was installed in 1936. This main serves 36 residential customers and has experienced several failures over the past several years. Failures have been attributed to age of pipe, seismic | The project would entail; development of water supply by-pass plans to ensure all customers maintain domestic water service; systematic removal of old water mains on College Avenue between Piper Street and Sherman Avenue; placement pipe bedding; installat | 415000 | 2010-01-01 | 18 | Sonoma District | City of Healdsburg College Avenue Water Main Replacement
4910005 | 008 | HEALDSBURG, CITY OF | M | 0 | C | 11706 | Brown Avenue is currently served by a 2” and 4” cast iron water main that was installed in phase beginning in 1936 and completed in the early 1940’s. These mains serve 42 residential customers and have experienced several failures over the past several y | The project would entail; development of water supply by-pass plans to ensure all customers maintain domestic water service; systematic removal of old water mains on Brown Avenue between Piper Street and Powell Avenue; placement pipe bedding; installation | 534900 | 2010-01-01 | 18 | Sonoma District | City of Healdsburg Brown Avenue Water Main Replacement
4910005 | 009 | HEALDSBURG, CITY OF | M | 0 | C | 11706 | The Fitch Well Field consists of four public supply wells adjacent to the Russian River. The well motors are mounted on elevated support structures and are above Russian River flood stage. The wells were constructed in the early 1970's and have an avera | The project entails a systematic rehabilitation of Wells #1 - #4. Rehabilitation for each well would include: removal of pump motor; removal of pump assembly and water column; scrubbing of the well casing; video inspection of well casing; installation of | 500000 | 2010-01-01 | 18 | Sonoma District | City of Healdsburg Fitch Well Field Rehabilitation
4310019 | 003 | CITY OF SAN JOSE - NSJ/ALVISO | M | 0 | C | 11742 | Service area is split into two geographical portions, connected only by two distribution mains. During a seismic, or other catastrophic event, the two portions may become separated, resulting in loss of water supply to residents and possible depressuriza | Microtunnel under a state highway to provide an additional connection between the two areas. | 750000 | 2010-01-01 | 17 | Santa Clara District | Nortech Parkway East Loop Main
3910015 | 004 | CITY OF LATHROP | M | 0 | C | 12427 | The 3.8 million gallon water tank is needed to provide addition storage and fire protection for the City. The tank and booster station will be tied into the water system and will provide a more consistent water pressure. The water tank will also aid in a | Project includes construction of a 3.6 million gallon water tank with a booster station and a SCADA tower in order for the city to be able to communicate between water facilities within the City. | 6000000 | 2010-01-01 | 10 | Stockton District | 3.8 Million Gal Water Tank and Booster Pump Station
3610121 | 001 | SBDNO COUNTY SERVICE AREA 64 | M | 0 | C | 12481 | Inadequate storage capacity | Construct 1 MG reservoir | 400000 | 1998-01-01 | 13 | San Bernardino District
3610121 | 005 | SBDNO COUNTY SERVICE AREA 64 | M | 0 | C | 12481 | Master plan does not provide for reliable water system operation | Develop new master plan | 100000 | 2000-01-01 | 13 | San Bernardino District
3610121 | 006 | SBDNO COUNTY SERVICE AREA 64 | M | 0 | C | 12481 | CSA 64 (District) provides water for domestic service and fire protection to approximately 3,782 equivalent single family residences in the community of Spring Valley Lake. The District falls under the regulating authority of the California Department of | The project includes the drilling and equipping of a new water production well. The site location identified for the well indicates that a production of between 2,500 and 3,000 gallons per minute can be anticipated. The well would utilize an 18-inch dia | 3200000 | 2010-01-01 | 13 | San Bernardino District | Spring Valley Lake CSA 64 Water System Improvement
1910096 | 006 | NEWHALL CWD-NEWHALL | M | 0 | C | 12566 | Newhall County Water District (Newhall Division) Reservoir 4A was built in 1975. This 1.5MG tank is hydraulically connected with Reservoir 4 and together both feed Zone 4 of the Newhall Division. Reservoir 4 is in need of major rehabilitation that inclu | The first step of the project would involve engaging engineering firms to bid on the design of the new distribution reservoir. Once the bid has been awarded staff will work closely with the engineers to make sure all specifications are met. After a desi | 3500000 | 2009-01-01 | 15 | Metropolitan District | Newhall Reservior 4A Replacement
1910096 | 007 | NEWHALL CWD-NEWHALL | M | 0 | C | 12566 | Newhall County Water District (Newhall Division) Reservoir 1 was built in 1962. This .75MG tank is hydraulically connected with Reservoir 1A and together both feed Zone 1 and the rest of the Newhall Division. Reservoir 1 is at the heart of the Newhall d | The first step of the project would involve engaging engineering firms to bid on the design of the new distribution reservoir. Once the bid has been awarded staff will work closely with the engineers to make sure all specifications are met. After a desi | 4000000 | 2009-01-01 | 15 | Metropolitan District | Newhall Reservoir 1 Replacement
1910096 | 009 | NEWHALL CWD-NEWHALL | M | 0 | C | 12566 | Newhall County Water District Booster Pump Station No. 4 was built in 1966 and consists of three centrifugal pumps. Located in the Newhall Division, Booster No. 4 receives water from Zone 1 and pumps the water to Reservoirs 4 and 4A. The combination eff | The replacement of Booster Station No. 4 is an item that is recommended in the Newhall County Water District (NCWD) Newhall Master Plan prepared by Brockmeier Consulting Engineers Inc. The suggested location of relocation is a piece of property the Distr | 750000 | 2009-01-01 | 15 | Metropolitan District | Newhall Booster No. 4 Replacement
1910005 | 001 | LOS ANGELES CO WW DIST 40 REG 38 LAKE LA | M | 0 | C | 12609 | REGION 38 WELLS MAY NOT BE ABLE TO PROVIDE ADEQUATE WATER SUPPLY DURING HIGH DEMAND | CONSTRUCT A NEW 400' SHADOW WELL, 4500' OF PIPELINE, A CHLORINATION SYSTEM, A BOOSTER STATION AND A FOREBAY TANK | 715000 | 2001-01-01 | 16 | Central District | New well
3310074 | 001 | LEE LAKE WATER DISTRICT | M | 0 | C | 13168 | In 1996, the Distirct acuired 3 water wells for the purpose of providing an alternate source of potable water to the District's system to increase system reliability. It was determined by DHS that the wells are under the influence of surface water. | A water surface treatment facility needs to be constructed to allow the District to use its wells for potable use. Also, a water transmission pipeline must be constructed to connect the wells to the District's existing potable transmission main. | 1000000 | 1999-01-01 | 20 | Riverside District
3310074 | 002 | LEE LAKE WATER DISTRICT | M | 0 | C | 13168 | The District is needs to expand its storage capacity for emergency and fire flow. | The proposed project is the construction of a 3 million gallon tank adjacent to the existing tank site to provide storage for operation and emergencies. The District has a continuious western border with the Cleveland National Forest that has the potentia | 3000000 | 2010-01-01 | 20 | Riverside District | Wild Rose Reservoir II
4210007 | 006 | MONTECITO WATER DIST | M | 0 | C | 13500 | Dependency on South Coast Conduit during high flows. | Replace existing 250,000 gallon tank with 2,000,000 gallon tank and increase treatment flow to 1.4 MGD. | 3200000 | 2003-01-01 | 6 | Santa Barbara District | Dalton Tunnel Storage Tank/Treatment Plant Expansion
2910003 | 008 | TRUCKEE-DONNER PUD, MAIN | M | 0 | C | 14300 | The proposed project entails the extension of a municipal water pipeline into an area currently served by private wells.A number of properties in this area have experienced problems and/or well failures due to a locally declining groundwater table.Fire hy | The proposed project entails the extension of a municipal water pipeline into an area currently served by private wells. | 1200000 | 2010-01-01 | 21 | Valley District | Prosser Dam Road Pipeline Extension
0510016 | 001 | CCWD EBBETTS PASS IMPROVEMENT DISTRICT | M | 0 | C | 14340 | CCWD owns and operates the Hunters Water Treatment Plant located near the community of Avery in Calaveras County. The permitted capacity is 4.0 mgd. The service area of the plant incorporates the Highway 4 corridor from Forest Meadows, Avery, Arnold, an | The project will construct a surge tank at the Hunters WTP to reduce pressure impacts on the plant's mechanical equipment. Control halving will be added to equalize the pressure surges. Other ancillary equipment and electrical equipment will also be inst | 500000 | 2010-01-01 | 10 | Stockton District | Hunters WTP Surge Tank (2009)
3910007 | 001 | RIPON, CITY OF | M | 0 | C | 14915 | Rising concentrations of nitrate in the City of Ripon’s groundwater supply have forced the City to take critical wells out of its drinking water supply. One of the City’s potable wells, Well 12 with a design flow of 2,000 gpm, is currently offline due to | Given the residuals disposal challenges associated with strong base anion exchange and reverse osmosis, the City of Ripon is proposing to evaluate weak base anion (WBA) exchange as an emerging nitrate treatment technology that may offer a feasible alterna | 500000 | 2008-01-01 | 10 | Stockton District | City of Ripon WBA Exchange Nitrate Treatment Pilot Investigation
3910007 | 003 | RIPON, CITY OF | M | 0 | C | 14915 | The City of Ripon, located in the Central Valley of California, serves water to 15,000 residents. The current source of water is solely supplied from groundwater wells. As with many other jurisdictions located in the Central Valley, the reliability of R | The infrastructure required to connect Ripon to the South San Joaquin Irrigation District (SSJID) surface water supply includes the construction of a 6-mile long pipeline, storage tank, and pump station. The pipeline will extend from the existing SSJID t | 10000000 | 2010-01-01 | 10 | Stockton District | Ripon Surface Water Supply Project
2810005 | 002 | AMERICAN CANYON, CITY OF | M | 0 | C | 15300 | Deficient residual pressure and need emergency water supply. | Purchase water supply and connection from City of Vallejo water system. | 1000000 | 1998-01-01 | 3 | Mendocino District | Emergency intertie with Vallejo (1997)
2810005 | 004 | AMERICAN CANYON, CITY OF | M | 0 | C | 15300 | The main problem this project is attempting to address is a potable water storage deficiency to meet current demands in American Canyon. Storing water is critical to the efficient operation of American Canyon’s water distribution system for two purposes: | This project involves the construction of two potable water reservoirs, East Tank #1 and East Tank #2. The two tanks will complement each other and are therefore submitted as one project. East Tank #1 will supply and pump water to East Tank #2, which is | 11000000 | 2010-01-01 | 3 | Mendocino District | American Canyon Potable Water Storage Reservoirs
2810005 | 005 | AMERICAN CANYON, CITY OF | M | 0 | C | 15300 | The City of American Canyon provides potable water service to approximately 6,000 active accounts utilizing over 4,100 acre-feet of water annually. The City has witnessed a 75 percent growth in population since 2000; growing from slightly over 9,800 resi | To eliminate chronic water outages and leaks, the City of American Canyon proposes to replace approximately 2,300 linear feet of asbestos cement water main piping with PVC C-900 at Patricia Drive, Stenson Drive, Marla Drive, and Danrose Drive. The projec | 500000 | 2010-01-01 | 3 | Mendocino District | American Canyon Watermain Replacement Project
2310003 | 001 | UKIAH, CITY OF | M | 0 | C | 15955 | Inadequate storage volume. | Add 3,000,000 gallons of storage to the distribtution system. | 2000000 | 2002-01-01 | 3 | Mendocino District
1910063 | 002 | LINCOLN AVENUE WATER CO. | M | 0 | C | 16000 | Most main lines in our service are are 50+ years old. Some areas do not have adequate fire flow as required by the LA County Fire Department. | Upgrade the distribution system. | 500000 | 2008-01-01 | 16 | Central District | Infrustructure Upgrades
3510003 | 002 | SUNNYSLOPE COUNTY WATER DIST | M | 0 | C | 16713 | Sunnyslope County Water District, the City of Hollister, and LESSALT have several shared interties between their respective potable water distribution systems. These interties monitor water quality and water quantity transfers between the systems through | The project will consist of a solar retrofit and enhancement of 2 water tank sites, 4 well sites, and 6 distribution and interties to accurately measure the transfer of water quantity and quality between the Sunnyslope County Water District, the City of H | 287400 | 2010-01-01 | 5 | Monterey District | Sunnyslope/Hollister SCADA, Distribution Intertie, and Solar Retrofit (2009)
3510003 | 005 | SUNNYSLOPE COUNTY WATER DIST | M | 0 | C | 16713 | The existing two Ridgemark potable water tanks have a capacity of 0.5 and 1.0 million gallons of storage. Both tanks need to have their interior and exterior coatings repainted and need to have minor changes to the exterior valving to allow for top fill a | The existing 0.5 and 1.0 million gallon steel tanks will be seismically retrofitted, repainted, and protected with cathodic protection to bring the two tanks up to the current seismic code for important structures which need to withstand seismic events. T | 490000 | 2010-01-01 | 5 | Monterey District | Ridgemark Tank Seismic Upgrade, Paint Recoating, and Cathodic Protection
5610043 | 001 | OAK PARK WATER SERVICE | M | 0 | C | 16800 | 1.0 MG storage tank built in 1996 is on unstable soil that precule seismic upgrade. System deficient in storage | Install new 2 MG tank with good foundation soils and pipeline connecting the new location to the system | 2500000 | 2004-01-01 | 6 | Santa Barbara District | New Storage tank
5610043 | 002 | OAK PARK WATER SERVICE | M | 0 | C | 16800 | Oak Park Water Service’s (Oak Park) 1-million gallon Conifer Zone Tank threatens a long-term water system outage and the likelihood of dropping system pressure below 20 psi for the 6,000 people living in the Conifer Zone. There is often groundwater aroun | The existing steel Conifer Zone Tank will be replaced with a new 2.1-million gallon reinforced/prestressed concrete reservoir at the nearest possible location without landslide issues. Oak Park names tanks for nearby features and the replacement reservoi | 9900000 | 2010-01-01 | 6 | Santa Barbara District | Conifer Zone Outage Avoidance Project
4210001 | 003 | CARPINTERIA VALLEY WATER DISTRICT | M | 0 | C | 18700 | Water Quality: The Carpinteria Valley Water District relies on surface water sources and groundwater sources to supply its customers with potable water. The local surface water source is treated at a conventional water treatment plant and then conveyed to | CVWD is proposing to construct a new well located on the east end of the District. This project is to improve water quality and water reliability. This project will be shovel- ready by December 2009. The project is to construct a well on the eastern most | 3000000 | 2012-01-01 | 6 | Santa Barbara District | Gobernador Well Project
4210001 | 004 | CARPINTERIA VALLEY WATER DISTRICT | M | 0 | C | 18700 | CVWD Distribution system has nearly 90 miles of pipeline serving 4000 individual meters over 10 square miles. The original distribution system was constructed as an agricultural system by the U.S. Bureau of Reclamation in 1954. The system was setup as man | This project will involve installation of 26 valves in strategic places within the distribution system and two intertie projects to Montecito Water District’s distribution system. The valves will range from 6 inch to 15 inch. Some or all valves will need | 700000 | 2012-01-01 | 6 | Santa Barbara District | Critical Valves and Intertie Project
4210001 | 005 | CARPINTERIA VALLEY WATER DISTRICT | M | 0 | C | 18700 | The Carpinteria Valley Water District relies on surface water sources and groundwater sources to supply its customers with potable water. The local surface water source is treated at a conventional water treatment plant and then conveyed to Carpinteria Va | CVWD is proposing to rehabilitate the High School Well, which is currently inactive due to a collapsed well casing. This project is to improve water quality and water reliability. This project will be shovel- ready by September 2009. The Project consists | 2000000 | 2012-01-01 | 6 | Santa Barbara District | High School Well
4210001 | 006 | CARPINTERIA VALLEY WATER DISTRICT | M | 0 | C | 18700 | Water Quality: The Carpinteria Valley Water District relies on surface water sources and groundwater sources to supply its customers with potable water. The local surface water source is treated at a conventional water treatment plant and then conveyed to | CVWD is proposing to rehabilitate the Lyons Well, which is currently inactive due to high manganese and production problems. This project is to improve water quality and water reliability. This project will be shovel- ready by December 2009. The Project | 2500000 | 2012-01-01 | 6 | Santa Barbara District | Lyons Well Rehabilitation Project
4210001 | 007 | CARPINTERIA VALLEY WATER DISTRICT | M | 0 | C | 18700 | Water Quality: The Carpinteria Valley Water District relies on surface water sources and groundwater sources to supply its customers with potable water. The local surface water source is treated at a conventional water treatment plant and then conveyed to | CVWD is proposing to construct a new well located on the West end of the District. This project is to improve water quality and water reliability. This project will be shovel- ready by December 2009. The project consists of drilling a well on the west en | 3000000 | 2012-01-01 | 6 | Santa Barbara District | West Side Well Project
4410014 | 002 | SAN LORENZO VALLEY WATER DIST | M | 0 | C | 19000 | The existing distribution system consists of 2-inch galvanized steel water mains and undersized 2-inch fire hydrants. Undersized water main is the sources of intermittent low water pressure and inadequate fire flow capacity. | Construction of approximately 2,500 lineal feet of new 8-inch water mains and appurtances thereto within the public rights of way. | 360000 | 2010-01-01 | 5 | Monterey District | Whittier/Manzanita Avenue distribution System Project
4410014 | 003 | SAN LORENZO VALLEY WATER DIST | M | 0 | C | 19000 | Installation of a 40kw solar electrical system at the water system's Lyon storage reservior to provide sustainable electrical supply and reduction of the ageny's carbon footprint pursuant to AB32. | Contruction of a 40kw roof mount solar system and appurtenances thereto. | 250000 | 2010-01-01 | 5 | Monterey District | Lyon Tank Solar System
4410014 | 004 | SAN LORENZO VALLEY WATER DIST | M | 0 | C | 19000 | the Existing distribution system consists of 2-inch galvanized steel water mains and undersized 2-inch fire hydrants. Undersized waater mains is the source of intermittent low water pressure and inadequate fire flow capacity. | Construction of approximately 1,250 lineal feet of new 6-inch water main and appurtences thereto. | 200000 | 2010-01-01 | 5 | Monterey District | El Solyo Avenue Distribution System
3010055 | 001 | SOUTH COAST WD - CAPISTRANO BEACH | M | 0 | C | 20500 | Water storage capacity is inadequate to handle the anticipated storage needs for District as well as to handle the storage needs of the proposed District groundwater recovery facility. | The District proposes to construct a new 2 million gallon reservoir at the current reservoir's site. | 2000000 | 1998-01-01 | 8 | Santa Ana District
3610120 | 002 | PHELAN PINON HILLS CSD | M | 0 | C | 20681 | Master plan does not provide for reliable water system operation | Develop a new master plan | 100000 | 2000-01-01 | 13 | San Bernardino District | new master plan
3610120 | 005 | PHELAN PINON HILLS CSD | M | 0 | C | 20681 | Distribution system is not large enough to adequately supply water throughout the system to meet peak demand | Upgrade distribution system | 2229000 | 2000-01-01 | 13 | San Bernardino District | distribution system upgrade
3610120 | 006 | PHELAN PINON HILLS CSD | M | 0 | C | 20681 | Booster stations need to be upgraded to be able to supply additional water throughout the distribution system | Upgrade and replace booster pumps | 150000 | 2000-01-01 | 13 | San Bernardino District | booster station upgrade
3710023 | 004 | SANTA FE I.D. | M | 0 | C | 21081 | The R.E. Badger Water Filtration Plant (REB) is one of the few facilities treating a local water source (Lake Hodges) in San Diego County. • REB provides potable water to 58,900 people in the Santa Fe Irrigation District and San Dieguito Water District. | Remove and replace existing ammonia storage tank with ASME certified vessel, including associated piping, appurtenances, and telemetry• Construct new spill containment area at chemical delivery site, with enhanced alarms, lighting, and communication in | 1800000 | 2010-01-01 | 14 | San Diego District | R.E. Badger Water Filtration Plant Chemical Tanks and Improved Disinfection
3710023 | 005 | SANTA FE I.D. | M | 0 | C | 21081 | Due to the cross-country nature and age of the existing water main, the easement is not accessible in multiple areas for emergency repair or maintenance. The project would relocate this aging pipeline to a more accessible route to enhance reliability a | This is an infrastructure replacement project that will improve the reliability of an aging pipeline and reduce risk to public health and safety by relocating the pipeline to a more accessible easement. • Replacement of 5,000LF of 10” ACP waterline.• In | 2800000 | 2010-01-01 | 14 | San Diego District | Lago Lindo Water Main Replacement
5010017 | 001 | PATTERSON, CITY OF | M | 0 | C | 21229 | Security Project | One of the Citys drinking water wells is located adjacent to a City park, and surrounded by a residential area.The well is enclosed by four inadequate walls and a chain link gate. The walls are easily damaged and difficult to repair. Water operators ob | 250000 | 2008-07-01 | 10 | Stockton District | Increased Security for Well #5
5010017 | 005 | PATTERSON, CITY OF | M | 0 | C | 21229 | The City of Patterson is 100% dependent upon local groundwater for its municipal and industrial water supply. The supply is provided through seven wells that are spaced throughout the City. Other water supply sources are either cost prohibitive or unava | The City of Patterson is 100% dependent upon local groundwater for its municipal and industrial water supply. The supply is provided through seven wells that are spaced throughout the City. Other water supply sources are either cost prohibitive or unava | 14000000 | 2010-01-01 | 10 | Stockton District | Groundwater Blending Program
4110018 | 001 | CITY OF MILLBRAE | M | 0 | C | 21500 | Undersized pipes and deteriorating distribution system causing breaks and service disruptions. | Replace system sections that are undersized and deteriorated, | 450000 | 1998-01-01 | 17 | Santa Clara District | Distribution system improvements (1997)
4110018 | 002 | CITY OF MILLBRAE | M | 0 | C | 21500 | Need capability to transport water to separate zone in event of service disruption. | Install pump station to pump water from lower zone to upper zone. | 375000 | 1999-01-01 | 17 | Santa Clara District | Pumping station
4110018 | 003 | CITY OF MILLBRAE | M | 0 | C | 21500 | Need to improve storage reliability and recoat storage tanks. | Seismically upgrade storage tanks and recoat interior and exterior surfaces | 2000000 | 2000-01-01 | 17 | Santa Clara District | Rehabilitate tanks (seismic)
1910191 | 001 | NORWALK - CITY, WATER DEPT. | M | 0 | C | 22000 | Lakeland Well No. 3 shut down due to water contamination and structural problems. | Install new well and well head treatment Project involves: Design, and Construction | 1460000 | 1998-01-01 | 15 | Metropolitan District | Lakeland Well No 3 treatment
1910191 | 002 | NORWALK - CITY, WATER DEPT. | M | 0 | C | 22000 | Fire flow, peak hour, and emergency use demands are not currently being met due to under-capacity storage facilities. | Construct a new reservoir, well and pump station. See attached discussion. Project involves: Design, and Construction | 5825000 | 1998-01-01 | 15 | Metropolitan District | New Treated water reservoir
3510001 | 005 | HOLLISTER, CITY OF | M | 0 | C | 23110 | Concrete storage reservoir in Cienega Hills needs to be replaced. | Design and construct a modern reservoir to replace the existing one. | 265000 | 2000-01-01 | 5 | Monterey District | replace Cienega Hills storage reservoir
3510001 | 007 | HOLLISTER, CITY OF | M | 0 | C | 23110 | Seismic retrofits of well facilities. | All deficiencies should be carefully evaluated and corrected. | 150000 | 1998-01-01 | 5 | Monterey District | seismic retrofit
3510001 | 011 | HOLLISTER, CITY OF | M | 0 | C | 23110 | City has 50-year old pipeline that needs to be replaced. Pipelines are located on unstable hillsides, not properly supported; have failed frequently, resulting in water outages. Repairing leaks requires depressurizing large portions of system. | Identify a more stable pipeline route and construct a new pipeline with adequate restraints and supports. | 1366000 | 2000-01-01 | 5 | Monterey District | pipeline replacement
4910013 | 009 | VALLEY OF THE MOON WATER DISTRICT | M | 0 | C | 23858 | The District’s existing steel water mains located in the Boyes Hot Springs area were installed in the late 1950s and early 1960s. These steel water mains have deteriorated and are undersized. Due to the undersized nature of these mains, there is no reli | This project involves the replacement of approximately 3,000 feet of small diameter steel water mains with 6” and 8” PVC water mains, 75 water service laterals, and 6 fire hydrants. These mains are located in Boyes Hot Springs area of Sonoma County, as s | 550000 | 2010-01-01 | 18 | Sonoma District | Water Main Replacement
4910013 | 010 | VALLEY OF THE MOON WATER DISTRICT | M | 0 | C | 23858 | The Trinity Oaks area near Glen Ellen is isolated from the rest of the Valley of the Moon Water District’s (District) service area and it has currently no auxiliary source of water supply. The only source of water is from a single turnout on the Sonoma C | This project involves the construction of approximately 3,600 feet of 8” PVC water main from Bonnie Way, Trinity Oaks to Arnold Drive, Glen Ellen. This pipeline will provide a connection from the Trinity Oaks to the District’s water distribution system i | 450000 | 2010-01-01 | 18 | Sonoma District | Trinity Oaks Glen Ellen Interconnection
1910212 | 001 | GSWC-SOUTH ARCADIA | M | 0 | C | 24413 | 700' OF WATER MAINS LESS THAN 4" IN DIAMETER. THESE MAINS DO NOT COMPLY WITH TITLE 22, SECTION 64628 (a). | REPLACE UNDERSIZED MAINS | 70000 | 1998-01-01 | 7 | Hollywood District | Undersized main replacement
1010029 | 002 | CITY OF SANGER | M | 0 | C | 25404 | Lack of adequate backup power facilities at the well sites. | Install backup power generators at 8 well sites to provide system reliability. | 1200000 | 2006-01-01 | 11 | Merced District | Backup Power
1010027 | 001 | REEDLEY, CITY OF | M | 0 | C | 25584 | The City of Reedleys water system currently has storage capacity for 100,000 gallons to serve a population of 24,000 + with over 5,000 service connections. This is inadequate storage for fire protection and for an extended City wide power outage, this w | The project will allow for two 1.5 million gallon elevated Hydro-towers to be located at the north end of the City and the east end to stabilize pressures and provide the City with more than 24 hours of water storage capacity. These towers will be design | 9000000 | 2007-11-01 | 11 | Merced District | Elevated Water Storage Towers
1910154 | 010 | CITY OF SOUTH PASADENA | M | 0 | C | 25824 | The 1.0mg Wilson Reservoir was purchased in 1920 by the City of South Pasadena. The reservoir is predominately buried. The base of the reservoir is constructed of concrete and the roof is wood. This reservoir is used to blend water from 3 wells, 2 that ar | The proposed project will demolish the existing 1 million gallon reservoir and pump station and construct one 1-million gallon reservoir in its place along with a pump station, drainage, electrical/control system, on-site chlorine generation, seismic prot | 10350000 | 2010-01-01 | 16 | Central District | Wilson Reservoir Replacement
4910017 | 034 | WINDSOR, TOWN OF | M | 0 | C | 26432 | The Town of Windsor, California is a community of approximately 26,000 situated in Northern California, north of Santa Rosa just off of Highway 101. The Town’s potable water system is operated and maintained by the Town of Windsor Public Works Department | The Water System SCADA Improvements Project (“Project”) is an opportunity for the Town to update its aging supervisory and control system with a modern SCADA system that can be easily expanded to meet the Town’s future needs. The Project include design a | 900000 | 2010-01-01 | 18 | Sonoma District | Water System SCADA Improvements Project
3710027 | 003 | VISTA IRRIGATION DISTRICT | M | 0 | C | 26708 | The Escondido-Vista Water Filtration Plant (EVWFP) supplied 55 percent of VID’s potable water over the last 10 years. The Vista flume is the sole facility that conveys water from the EVWFP to the VID service area. VID owns and operates the Vista flume an | The project will permanently replace the existing potable water gravity conveyance system with a continuous pressurized pipeline. The above ground gunite bench sections of the flume will be replaced by either slip lining an HDPE pipe into the existing st | 16400000 | 2010-01-01 | 14 | San Diego District | VISTA FLUME REPLACEMENT PROJECT
3710027 | 004 | VISTA IRRIGATION DISTRICT | M | 0 | C | 26708 | This project will replace approximately 5,300 feet of 6 & 10-inch aging steel water mains built in 1949. These mains are nearing the end of their useful lives and are beginning to experience leaks that make them a maintenance liability. | Installation of approximately 5,300 feet of 8 and 10-inch PVC water main and reconnection of water meters and fire hydrants in Avocado Drive and Hanalei Drive. | 1000000 | 2010-01-01 | 14 | San Diego District | Avocado and Hanalei Drive Water Main Replacements
3310025 | 001 | NORCO, CITY OF | M | 0 | C | 27361 | The City's water system has a peak consumption demand of 13 MGD and only 9.5 MG of reservoir storage (see attached DHS compliance order, page 4, 5). | Construction of 4 MG reservoir to maintain adequate reserve capacity. | 4400000 | 1998-01-01 | 20 | Riverside District
3310025 | 002 | NORCO, CITY OF | M | 0 | C | 27361 | The City does not have an adequate source of supply to meet peak water demand. (see DHS compliance order 04-14-95CO-007, p.2 attached) | To reduce system demand, a pumping station and transmission main will be constructed to return up to 2 MGD of recycled water from the WRCWA regional sewage treatment plant for irrigation purposes. | 550000 | 1998-01-01 | 20 | Riverside District
3310025 | 003 | NORCO, CITY OF | M | 0 | C | 27361 | The City does not have sufficient source capacity from its existing wells to adequately, dependably, and sagely supply the total requirments of all of its users under maximum day demand conditions. DHS compliance order 04-14-95CO-007, p.2 attached. | Design, drill and equip additional well in Temescal Basin, including required transmission main. | 350000 | 1998-01-01 | 20 | Riverside District
1910204 | 004 | LOS ANGELES CO WW DISTRICT 29 & 80-MALIB | M | 0 | C | 27807 | CARBON MESA WATER TANK. THE EXISTING 0.1 MG TANK IS AGED AND OF INSUFFICIENT SIZE TO STORE WATER FOR DOMESTIC WATER SUPPLY. | ERECT A TEMPORARY 0.1 MG TANK, REMOVE THE EXISTING RESERVOIR, AND CONSTRUCT A NEW 0.250 MG RESERVOIR. | 800000 | 1999-01-01 | 16 | Central District | Carbon Mesa Water tank
1910204 | 007 | LOS ANGELES CO WW DISTRICT 29 & 80-MALIB | M | 0 | C | 27807 | EMERGENCY GENERATOR. DURING POWER OUTAGES, THE MAJORITY OF THE DISTRICT WILL BE CUT OFF FROM WATER SERVICE UNTIL POWER IS RESTORED. | INSTALL PERMANENT EMERGENCY BACK-UP GENERATORS TO KEEP OUR TWO MAJOR PUMP STATIONS OPERATIONAL DURING POWER OUTAGES. | 600000 | 1999-01-01 | 16 | Central District | Emergency Power
1910204 | 023 | LOS ANGELES CO WW DISTRICT 29 & 80-MALIB | M | 0 | C | 27807 | The existing concrete tank does not meet current domestic and fire protection standard. | Will be replaced with a bigger steel tank. | 1460000 | 2007-01-01 | 16 | Central District | Concrete tank replacement
1910204 | 024 | LOS ANGELES CO WW DISTRICT 29 & 80-MALIB | M | 0 | C | 27807 | Metropolitan Water District of Southern California (MWD) provides the single source of water that supplies Los Angeles County Waterworks District No. 29 (District) through a connection with West Basin Municipal Water District (WBMWD). The water supply is | The District is seeking matching funds for a capital improvement project aimed at decreasing water age by increasing turnover rates in the 5 MG Pepperdine storage, and installation of new water quality monitoring equipment. The project consists of insta | 2400000 | 2009-07-01 | 16 | Central District | Pepperdine Bypass Water Circulation Project
1910204 | 025 | LOS ANGELES CO WW DISTRICT 29 & 80-MALIB | M | 0 | C | 27807 | Security Project | In compliance with the Public Health Security and Bioterrorism Preparedness and Response Act of 2002, the Los Angeles County Waterworks Districts (Districts) completed three vulnerability assessments. These vulnerability assessments evaluated susceptibil | 4025600 | 2007-12-01 | 16 | Central District | Water Security Improvement Project
1910204 | 026 | LOS ANGELES CO WW DISTRICT 29 & 80-MALIB | M | 0 | C | 27807 | Metropolitan Water District of Southern California (MWD) provides the single source of water that supplies Los Angeles County Waterworks District No. 29 (WWD 29) through a connection with West Basin Municipal Water District (WBMWD). The water supply is d | Los Angeles County Waterworks District 29 (District) is proposing the addition of a new water source through a new interconnection with MWDs’ Sepulveda Feeder to boost gradient during high demand and emergencies. The new connection will be utilized as th | 5350000 | 2007-08-01 | 16 | Central District | Sepulveda Feeder Interconnection Project
1910204 | 043 | LOS ANGELES CO WW DISTRICT 29 & 80-MALIB | M | 0 | C | 27807 | The Los Angeles County Waterworks District No. 29 receives its water supply from West Basin Municipal Water District that, in turn, purchases imported water from the Metropolitan Water District of Southern California (MWD). The water supplied by MWD is ch | The purpose of the proposed project is to thoroughly mix the water in the tank to eliminate temperature stratification, short-circuiting and stagnant water conditions, which will provide a uniform, short water age. To accomplish this goal, the District pr | 40000 | 2010-01-01 | 16 | Central District | Improving Water Quality in the Saddle Peak Tank
1910204 | 044 | LOS ANGELES CO WW DISTRICT 29 & 80-MALIB | M | 0 | C | 27807 | The Los Angeles County Waterworks District No. 29 receives its water supply from West Basin Municipal Water District that, in turn, purchases imported water from the Metropolitan Water District of Southern California (MWD). The water supplied by MWD is ch | The purpose of the proposed project is to thoroughly mix the water in the tank to eliminate temperature stratification, short-circuiting and stagnant water conditions, which wil provide a uniform, short water age. To accomplish this goal, the District pro | 40000 | 2010-01-01 | 16 | Central District | Improving Water Quality in the Point Dume Tank
1910204 | 045 | LOS ANGELES CO WW DISTRICT 29 & 80-MALIB | M | 0 | C | 27807 | The existing water main that serves the Marina del Rey customers is aged and undersized. It currently does not meet domestic and fire protection water demands. | The project consists of installing approximately 9,800 feet of 18-inch diameter steel pipeline to replace the existing, aging and undersized 10- and 14-inch diameter steel water main. The water main will be constructed along Bora Bora Way, Via Marina and | 5700000 | 2010-01-01 | 16 | Central District | Marina del Rey Waterline Replacement - Phase III
1910204 | 046 | LOS ANGELES CO WW DISTRICT 29 & 80-MALIB | M | 0 | C | 27807 | The Los Angeles County Waterworks District No. 29 receives its water supply from West Basin Municipal Water District that, in turn, purchases imported water from the Metropolitan Water District of Southern California (MWD). The water supplied by MWD is ch | The purpose of the proposed project is to thoroughly mix the water in the tank to eliminate temperature stratification, short-circuiting and stagnant water conditions, which will provide a uniform, short water age. To accomplish this goal, the District pr | 40000 | 2010-01-01 | 16 | Central District | Improving Water Quality in the Hume Tank
1910204 | 047 | LOS ANGELES CO WW DISTRICT 29 & 80-MALIB | M | 0 | C | 27807 | The Los Angeles County Waterworks District No. 29 receives its water supply from West Basin Municipal Water District that, in turn, purchases imported water from the Metropolitan Water District of Southern California (MWD). The water supplied by MWD is ch | The purpose of the proposed project is to thoroughly mix the water in the tank to eliminate temperature stratification, short-circuiting and stagnant water conditions, which will provide a uniform, short water age. To accomplish this goal, the District pr | 40000 | 2010-01-01 | 16 | Central District | Improving Water Quality in the Pepperdine 907 Tank
1910204 | 048 | LOS ANGELES CO WW DISTRICT 29 & 80-MALIB | M | 0 | C | 27807 | The Los Angeles County Waterworks District No. 29 receives its water supply from West Basin Municipal Water District that, in turn, purchases imported water from the Metropolitan Water District of Southern California (MWD). The water supplied by MWD is ch | The purpose of the proposed project is to thoroughly mix the water in the tank to eliminate temperature stratification, short-circuiting and stagnant water conditions, which will provide a uniform, short water age. To accomplish this goal, the District pr | 40000 | 2010-01-01 | 16 | Central District | Improving Water Quality in the Pepperdine 812 Tank
1910204 | 049 | LOS ANGELES CO WW DISTRICT 29 & 80-MALIB | M | 0 | C | 27807 | The Los Angeles County Waterworks District No. 29 receives its water supply from West Basin Municipal Water District that, in turn, purchases imported water from the Metropolitan Water District of Southern California (MWD). The water supplied by MWD is ch | The purpose of the proposed project is to thoroughly mix the water in each tank to eliminate temperature stratification, short-circuiting and stagnant water conditions, which will provide a uniform, short water age. To accomplish this goal, the District p | 80000 | 2010-01-01 | 16 | Central District | Improving Water Quality in the Old Topanga Tanks
1910204 | 050 | LOS ANGELES CO WW DISTRICT 29 & 80-MALIB | M | 0 | C | 27807 | The Los Angeles County Waterworks District No. 29 receives its water supply from West Basin Municipal Water District that, in turn, purchases imported water from the Metropolitan Water District of Southern California (MWD). The water supplied by MWD is ch | The purpose of the proposed project is to thoroughly mix the water in each tank to eliminate temperature stratification, short-circuiting and stagnant water conditions, which will provide a uniform, short water age. To accomplish this goal, the District p | 80000 | 2010-01-01 | 16 | Central District | Improving Water Quality in the Topanga Beach Tanks
1910204 | 051 | LOS ANGELES CO WW DISTRICT 29 & 80-MALIB | M | 0 | C | 27807 | The Los Angeles County Waterworks District No. 29 receives its water supply from West Basin Municipal Water District that, in turn, purchases imported water from the Metropolitan Water District of Southern California (MWD). The water supplied by MWD is ch | The purpose of the proposed project is to thoroughly mix the water in the tank to eliminate temperature stratification, short-circuiting and stagnant water conditions, which will provide a uniform, short water age. To accomplish this goal, the District pr | 40000 | 2010-01-01 | 16 | Central District | Improving Water Quality in the Trancas Tank
1910204 | 052 | LOS ANGELES CO WW DISTRICT 29 & 80-MALIB | M | 0 | C | 27807 | The Los Angeles County Waterworks District No. 29 receives its water supply from West Basin Municipal Water District that, in turn, purchases imported water from the Metropolitan Water District of Southern California (MWD). The water supplied by MWD is ch | The purpose of the proposed project is to thoroughly mix the water in the tank to eliminate temperature stratification, short-circuiting and stagnant water conditions, which will provide a uniform, short water age. To accomplish this goal, the District pr | 40000 | 2010-01-01 | 16 | Central District | Improving Water Quality in the Upper Encinal Tank
1910204 | 053 | LOS ANGELES CO WW DISTRICT 29 & 80-MALIB | M | 0 | C | 27807 | The Los Angeles County Waterworks District No. 29 receives its water supply from West Basin Municipal Water District that, in turn, purchases imported water from the Metropolitan Water District of Southern California (MWD). The water supplied by MWD is ch | The purpose of the proposed project is to thoroughly mix the water in each tank to eliminate temperature stratification, short-circuiting and stagnant water conditions, which will provide a uniform, short water age. To accomplish this goal, the District p | 80000 | 2010-01-01 | 16 | Central District | Improving Water Quality in the Nicholas Beach Tanks
1910204 | 054 | LOS ANGELES CO WW DISTRICT 29 & 80-MALIB | M | 0 | C | 27807 | There is an active landslide at 19560 Pacific Coast Highway (PCH). This landslide is referred to as the Big Rock Slide and La Grande Bulge. Since 1996 approximately 55 percent of the water main breaks on the District’s 30-inch transmission water main, w | The goal of this project is to minimize the amount of water depleted in this area that can be used for both drinking and fire-fighting purposes, and to maintain the integrity of the roadway. The project consists of the replacement and retrofit of four ex | 250000 | 2010-01-01 | 16 | Central District | Replacement and Retrofit of Four Feeder Valves
1910204 | 055 | LOS ANGELES CO WW DISTRICT 29 & 80-MALIB | M | 0 | C | 27807 | The Los Angeles County Waterworks District No. 29 receives its water supply from West Basin Municipal Water District that, in turn, purchases imported water from the Metropolitan Water District of Southern California (MWD). The water supplied by MWD is ch | The purpose of the proposed project is to thoroughly mix the water in each tank to eliminate temperature stratification, short-circuiting and stagnant water conditions, which will provide a uniform, short water age. To accomplish this goal, the District p | 80000 | 2010-01-01 | 16 | Central District | Improving Water Quality in the Latigo Tanks
1910204 | 056 | LOS ANGELES CO WW DISTRICT 29 & 80-MALIB | M | 0 | C | 27807 | The Los Angeles County Waterworks District No. 29 receives its water supply from West Basin Municipal Water District that, in turn, purchases imported water from the Metropolitan Water District of Southern California (MWD). The water supplied by MWD is ch | The purpose of the proposed project is to thoroughly mix the water in each tank to eliminate temperature stratification, short-circuiting and stagnant water conditions, which will provide a uniform, short water age. To accomplish this goal, the District p | 80000 | 2010-01-01 | 16 | Central District | Improving Water Quality in the Topanga Summit Tanks
1910204 | 057 | LOS ANGELES CO WW DISTRICT 29 & 80-MALIB | M | 0 | C | 27807 | The Los Angeles County Waterworks District No. 29 receives its water supply from West Basin Municipal Water District that, in turn, purchases imported water from the Metropolitan Water District of Southern California (MWD). The water supplied by MWD is ch | The purpose of the proposed project is to thoroughly mix the water in the tank to eliminate temperature stratification, short-circuiting and stagnant water conditions, which will provide a uniform, short water age. To accomplish this goal, the District pr | 40000 | 2010-01-01 | 16 | Central District | Improving Water Quality in the Horizon Tank
1910204 | 058 | LOS ANGELES CO WW DISTRICT 29 & 80-MALIB | M | 0 | C | 27807 | The Los Angeles County Waterworks District No. 29 receives its water supply from West Basin Municipal Water District that, in turn, purchases imported water from the Metropolitan Water District of Southern California (MWD). The water supplied by MWD is ch | The purpose of the proposed project is to thoroughly mix the water in each tank to eliminate temperature stratification, short-circuiting and stagnant water conditions, which will provide a uniform, short water age. To accomplish this goal, the District p | 80000 | 2010-01-01 | 16 | Central District | Improving Water Quality in the Malibu Knolls Tanks
1910204 | 059 | LOS ANGELES CO WW DISTRICT 29 & 80-MALIB | M | 0 | C | 27807 | The Los Angeles County Waterworks District No. 29 receives its water supply from West Basin Municipal Water District that, in turn, purchases imported water from the Metropolitan Water District of Southern California (MWD). The water supplied by MWD is ch | The purpose of the proposed project is to thoroughly mix the water in the tank to eliminate temperature stratification, short-circuiting and stagnant water conditions, which will provide a uniform, short water age. To accomplish this goal, the District pr | 40000 | 2010-01-01 | 16 | Central District | Improving Water Quality in the Santa Maria Tank
4110024 | 001 | CITY OF EAST PALO ALTO | M | 0 | C | 28000 | Undersized pipes and deteriorated water mains causing breaks, low pressure, and low flow rates. | Replace rusted old and undersized water mains with new min. 8" mains to elliminate health hazard and risk of failure. | 1100000 | 1999-01-01 | 17 | Santa Clara District
4110024 | 002 | CITY OF EAST PALO ALTO | M | 0 | C | 28000 | Need emergency water supply. | Design and construct a facility on site to treat high iron and magnese contect to a safety level in order to use as the back-up source during emergency when San Francisco Water is not available. | 500000 | 1999-01-01 | 17 | Santa Clara District
4810001 | 017 | CITY OF BENICIA | M | 0 | C | 28000 | Sections of distribution system is deteriorated. | Replace pipelines with new ductile iron pipe to bolster the distribution system. | 1029000 | 2002-01-01 | 4 | San Francisco District | Distribution system improvements (1997)
5610011 | 004 | SANTA PAULA WATER SYSTEM | M | 0 | C | 29281 | Distribution system has old, inadequate size and poor condition mains which do not comply with W.W.S. | Design & construct 9,000 lineal feet of 8 inch dist. Mains including services, hydrants, air/vac valves, bklowoffs & contract mgmnt. | 842400 | 2001-01-01 | 6 | Santa Barbara District
4110003 | 002 | CITY OF BURLINGAME | M | 0 | C | 29867 | Currently, a portion of the City's water distribution system contains old,unlined, cast-iron water mains that are resulting in water losses through direct leakage as well as water main breaks. These water mains were installed circa 1925. Additionally, it | The water main replacement project involves the installation of approximately 21,300 linear feet of new, PVC water mains to replace the old, unlined, cast-iron water mains and the abandonment of the existing pipe. | 1500000 | 2010-01-01 | 17 | Santa Clara District | Replacement of Leaking Water Mains
1510017 | 002 | INDIAN WELLS VALLEY W.D. | M | 0 | C | 30000 | LIMITED TRANSMISSION CAPACITY ON EAST SIDE RESULTING IN LOW PRESSURES. ADDITIONAL STORAGE CAPACITY REQUIRED IN THIS AREA. | INSTALL NEW PIPELINES IN THE EASTERN PORTION AND CONSTRUCTION A STORAGE TANK IN THIS AREA. OTHER -DESIGN AND CONSTRUCTION | 11975000 | 2000-01-01 | 19 | Tehachapi District | Transmission Lines (eastern) (1997)
1510017 | 005 | INDIAN WELLS VALLEY W.D. | M | 0 | C | 30000 | The development in the Belle Vista area has met or exceeded District's preferred water storage capacity for consumption and fire protection. Required storage consists of four components: equalization storage (20% of maximum day demand); fire storage (th | Construction of a tank with a 400,000 gallon capacity for the Belle Vista area would bring storage requirements in alignment with District standards. | 1200000 | 2010-01-01 | 19 | Tehachapi District | New Construction - 400,000 gallon tank reservoir
1510017 | 006 | INDIAN WELLS VALLEY W.D. | M | 0 | C | 30000 | The District regularly schedules to replace sections of main line that are more than 30 years old or otherwise is in need of replacement. The District has several areas of main line that need to be replaced. | Two secctions that are ready to be replaced are: 1/2 mile 12" PVC line on Drummond Avenue, between Norma Street and Downs Street1/2 mile 12" PVC line on South China Lake Boulevard, between College Heights Boulevard and Norma Street | 1000000 | 2010-01-01 | 19 | Tehachapi District | Main Line Replacement
1510017 | 007 | INDIAN WELLS VALLEY W.D. | M | 0 | C | 30000 | Well plant currently is located in a temporary facility. | Construct one well pumping plant, including site work, site piping, building structures, ventilation systems, motor control equipment and instrumentation and controls, and all related appurtenances at existing well pumping facilities. Work also to includ | 650000 | 2010-01-01 | 19 | Tehachapi District | Well Plant for New Well (2009)
3610005 | 003 | LAKE ARROWHEAD CSD | M | 0 | C | 30000 | A condition and seismic evaluation of the District's existing water storage tanks was conducted as part of its March 2008 Water Facilities Master Plan. The results of this evaluation included several recommendations for seismic upgrades. The project would | The project would include seismic upgrades at 19 water storage tank sites. Drainage improvements, brush and tree removal, repairs to undermined or damaged foundations and anchorage of reservoirs are among the scope of work. All of the currently unanchored | 2000000 | 2010-01-01 | 13 | San Bernardino District | Seismic upgrades to 19 water storage tanks
3610005 | 004 | LAKE ARROWHEAD CSD | M | 0 | C | 30000 | Backup power generators are required to ensure reliability of the DIstrict's water system during power failures due to extreme weather events and emergency conditions. | Install two backup power generators. One at the District's North Bay Intake Pumping Station and one at the District's Bernina Water Treatment Plant. | 1000000 | 2010-01-01 | 13 | San Bernardino District | Backup Power Generators for North Bay PS & Bernina WTP
4310028 | 002 | SAN JOSE STATE UNIVERSITY | M | 0 | C | 30000 | The San Jose State University (SJSU) Public Water System (PWS) serves a population of between 10,001 and 100,000 and is intertied to the San Jose Water Company’s PWS that serves more than 100,000. The SJSU PWS serves 48 buildings in 10 square block area o | The project installs hydrants and improves backflow devices in campus buildings | 374800 | 2010-01-01 | 17 | Santa Clara District | SJSU Campus Hydrants and Water System Improvements
4310028 | 003 | SAN JOSE STATE UNIVERSITY | M | 0 | C | 30000 | The San Jose State University (SJSU) Public Water System (PWS) serves a population of less than 10,000 and is intertied to the San Jose Water Company’s PWS that serves more than 100,000. The SJSU South Campus Source Well serves a drinking water distributi | The project provides improvements necessary due to the proximity of recycled water, repairs leaks and installs a disinfection system. | 93100 | 2010-01-01 | 17 | Santa Clara District | SJSU South Campus Well Renovation
4310028 | 004 | SAN JOSE STATE UNIVERSITY | M | 0 | C | 30000 | The San Jose State University (SJSU) Public Water System (PWS) serves a population of between 10,001 and 100,000 and is intertied to the San Jose Water Company’s PWS that serves more than 100,000. The SJSU PWS has a potable loop and an irrigation loop wit | The project reconfigures potable and irrigation systems with required backflow prevention devices and remediates abandoned piping and appurtenances that pose risks to distributions system’s reliability and the public’s health. | 527533 | 2010-01-01 | 17 | Santa Clara District | SJSU Water Distribution System Improvements Phase 2
1910098 | 004 | GSWC - NORWALK | M | 0 | C | 31221 | UNDERSIZED PIPES (<4") THAT DO NOT COMPLY WITH WATERWORKS STANDARDS | REPLACE WATER MAINS IN CRITICAL AREAS | 600000 | 1998-01-01 | 15 | Metropolitan District | Distrubution system rehabilitation
1910030 | 002 | GSWC - CULVER CITY | M | 0 | C | 31435 | OLD CAST IRON PIPES WITH BIO-GROWTH AND POTENTIAL NITRIFICATION PROBLEM. | CEMENT LINING WATER MAINS IN CRITICAL AREAS. | 320000 | 1998-01-01 | 15 | Metropolitan District
1910030 | 003 | GSWC - CULVER CITY | M | 0 | C | 31435 | UNDERSIZED PIPES (<4") THAT DO NOT COMPLY WITH WATERWORKS STANDARDS | REPLACE WATER MAINS IN CRITICAL AREAS | 700000 | 1998-01-01 | 15 | Metropolitan District
3410021 | 002 | SAN JUAN WATER DISTRICT | M | 0 | C | 33792 | Inadequate pressure to meet Waterworks Standards. As water demand increases, pressure drops below the State required minimum and temporary water outages are experienced during peak demands. | Install a 12-inch pipeline up to the tank and refurbish the existing tank, which belongs to a neighboring water agency. The neighboring water agency does not use the tank and they have agreed to let SJWD use it. Also requires four new 60 hp pumps. | 500000 | 1998-01-01 | 9 | Sacramento District
2710017 | 007 | MARINA COAST WATER DISTRICT | M | 0 | C | 34600 | The conversion of the Fort Ord from military use to domestic use included transferring ownership to the Marina Coast Water District for the existing Fort Ord public drinking water supply, treatment, storage and distribution system. The Marina Coast Water | This project would include the following:- Perform an evaluation of the tank integrity.- Determine the appropriate liner for the tank. - Obtain appropriate permits for disposing of tank drainage/flushing water, if needed- Select a contractor to perform | 300000 | 2009-01-01 | 5 | Monterey District | ORD Reservoir #2 Relining Project (2008)
2710017 | 011 | MARINA COAST WATER DISTRICT | M | 0 | C | 34600 | Coastal Northern Monterey County has long faced water supply challenges; the problems of seawater intrusion and excessive surface water diversions have existed for decades. Seawater intrusion was first identified in Monterey County in the late 1930s, and | As part of the Water for Monterey County Program, MCWD proposed a Surface Water Treatment Plant (SWTP) and a Regional Desalination facility, both of which would be co-located on Armstrong Ranch in North Marina. Surface water would be diverted from the Sa | 54856600 | 2010-01-01 | 5 | Monterey District | Monterey Regional Treated Water Conveyance Pipeline
2710017 | 012 | MARINA COAST WATER DISTRICT | M | 0 | C | 34600 | Coastal Northern Monterey County has long faced water supply challenges; the problems of seawater intrusion and excessive surface water diversions have existed for decades. Seawater intrusion was first identified in Monterey County in the late 1930s, and | A Regional Desalination Facility is proposed to help satisfy regulatory requirements and meet immediate potable water needs within Monterey County. The desalination facility would operate conjunctively with the proposed Regional Surface Water Treatment P | 100000000 | 2010-01-01 | 5 | Monterey District | Monterey Regional Desalination Facility (2009)
2710017 | 013 | MARINA COAST WATER DISTRICT | M | 0 | C | 34600 | Coastal Northern Monterey County has long faced water supply challenges; the problems of seawater intrusion and excessive surface water diversions have existed for decades. Seawater intrusion was first identified in Monterey County in the late 1930s, and | The Surface Water Treatment Plant (SWTP) component of the Phase 1 project will have a treatment capacity of up to 14 million gallons per day. The plant would share facilities with the proposed Regional Desalination Facility, and would receive surface wate | 77910000 | 2010-01-01 | 5 | Monterey District | Monterey Regional Surface Water Treatment Plant
4110021 | 001 | ESTERO MUNICIPAL IMPROVEMENT DISTRICT | M | 0 | C | 35000 | Need an alternate supply main since system supplied by one main. | Desgin and Construct alternative water supply main to redundant SFWD supply. | 20000000 | 1999-01-01 | 17 | Santa Clara District
4210016 | 006 | GOLDEN STATE WATER COMPANY - ORCUTT | M | 0 | C | 35212 | Distribution system has old and inadequate size mains which do not comply with Water Works standards. | Replace 2400 feet of water main. | 154000 | 1998-01-01 | 6 | Santa Barbara District
4210016 | 010 | GOLDEN STATE WATER COMPANY - ORCUTT | M | 0 | C | 35212 | There are two wells at the Woodmere Plant that are major producers for the Orcutt System. Currently, the Orcutt System is without permanent back up power generation at plant sites, and it is dependent on water storage in the Orcutt Hill Reservoir in the | Install a new generator for the two wells. Also included in the scope are electric panels and connection to power source. | 506000 | 2010-01-01 | 6 | Santa Barbara District | GSCW-Orcutt System-Woodmere Plant - Backup 500KW Generator
3010030 | 002 | CITY OF SAN JUAN CAPISTRANO | M | 0 | C | 36037 | Loss of capacity due to reduced yield and bio fouling in Rosenbaum Well No 2. | Construct new well in Trabuco Creek (North) area of District. | 276000 | 1998-01-01 | 8 | Santa Ana District
3010030 | 003 | CITY OF SAN JUAN CAPISTRANO | M | 0 | C | 36037 | Current reservoir capacity to zone is inadequate causing pressure fluctuation. Reservoir is in need of major repair. | Construct 2 MG reservoir and transmission main to link into distribution system. | 1815000 | 1998-01-01 | 8 | Santa Ana District
3010030 | 009 | CITY OF SAN JUAN CAPISTRANO | M | 0 | C | 36037 | The Ground Water Recovery Plant Expansion and Regional Domestic Distribution Facility project proposes to expand the current capacity of the existing treatment facility to 7.3 million gallons per day from 5.6 million gallons per day. The source for the a | The Ground Water Recovery Plant Expansion and Regional Domestic Distribution Facility will consist of the design and construction for an expansion of the existing treatment plant from the current capacity of 5.6 million gallons per day to 7.3 million gall | 3000000 | 2010-01-01 | 8 | Santa Ana District | GWRP Expansion & Regional Domestic Distribution Facility
1910024 | 001 | GSWC - CLAREMONT | M | 0 | C | 36435 | 6100' OF WATER MAINS LESS THAN 4" IN DIAMETER. THESE MAINS DO NOT COMPLY WITH TITLE 22, SECTION 64628 (a). | REPLACE OR ABANDON UNDERSIZED MAINS OVER A 2 YEAR PERIOD | 300000 | 1998-01-01 | 7 | Hollywood District | Undersized main replacement project
5610018 | 001 | VENTURA CWWD NO. 1 - MOORPARK | M | 0 | C | 36786 | Ventura County Waterworks Distric No. 1 (District) provides water service to the Home Acres Community. The existing Home Acres reservoir tank is a bolted steel tank constructed in 1965. The tank must be replaced in order to provide reliable infrastructu | The contractor shall furnish all materials, equipment, tools, and labor for the construction of a 1.5 million gallon steel water tank.When completed this project will also reduce energy costs, conserve the water supply, and reduce dependence on imported S | 2000000 | 2010-01-01 | 6 | Santa Barbara District | Ventura County Waterworks District No. 1 - Home Acres Reservoir
5610018 | 003 | VENTURA CWWD NO. 1 - MOORPARK | M | 0 | C | 36786 | Ventura County Waterworks District No. 1 (District) well 96 was drilled and constructed in 1977. The well pump recently failed and was pulled for inspection. After inspection of the well equipment, it was determined that the pump, column pipe, and colum | Install a swage patch on the hole in the well casing. Conduct mechanical cleaning utilizing a standard steel wired brush to restore well performance. Install new column pipe, column tube and shaft, and well pump.When completed this project will also red | 300000 | 2010-01-01 | 6 | Santa Barbara District | Ventura County Waterworks District No. 1 - Well 96 Rehabilitation
5610018 | 004 | VENTURA CWWD NO. 1 - MOORPARK | M | 0 | C | 36786 | Ventura County Waterworks District No. 1 (District) Stockton Reservoir is a bolted steel reservoir. It is leaking at the seams in several locations. The reservoir is the only storage for the 994 Zone within the District. Without the reservoir the Zone | Repair the leaks in the Stockton Reservoir to assure continued domestic water storage and fire protection in the 994 Zone.When this project is completed it will help to conserve the water supply, and reduce energy costs. | 80000 | 2010-01-01 | 6 | Santa Barbara District | Ventura County Waterworks District No. 1 - Stockton Reservoir Repair
5610018 | 006 | VENTURA CWWD NO. 1 - MOORPARK | M | 0 | C | 36786 | When the Walnut Acres Tract in Ventura County Waterworks District No. 1 was developed, the standards for domestic and fire flows were much different. A development could include four inch mainlines and wharf heads for fire protection. The lines are under | This project is to replace approximately 7,062 linear feet of all undersized and inadequate water mainlines, service lines, and fire protection lines and apprutanances. Upon completion of this project this portion of the system would have adequate fire f | 1200000 | 2010-01-01 | 6 | Santa Barbara District | Ventura County Waterworks District No. 1 - Walnut Acres Pipeline Replacement
5610018 | 007 | VENTURA CWWD NO. 1 - MOORPARK | M | 0 | C | 36786 | Ventura County Waterworks District No. 1 (District) water system is deteriorating because of aging and tuberculation. Consequently, valves, blow-offs, and firehydrants are malfuncting. Operation & Maintenance costs have been on the rise. As is typica | This project will include the replacement of approximately 8,000 linear feet of aged 12 inch water water lines in segments at various locations throughout the District's water system. The work consists of installation of water lines, gate valves, air and | 2200000 | 2010-01-01 | 6 | Santa Barbara District | Ventura County Waterworks District No. 1 - Home Acres Pipe Line Replacement
5610018 | 008 | VENTURA CWWD NO. 1 - MOORPARK | M | 0 | C | 36786 | The homes in the vicinity of Roseland Avenue within Ventura County Waterworks District No. 1 (outside Moorpark) receive water supply from a nearby water tank. Many homes have their own booster pumps to provide preferred domestic water pressure at their h | The Contractor shall furnish all materials, equipment, tools and labor for the construction of a booster pump station including booster pumps, fire water pump, piping, emergency generator, electrical and instrumentation. Upon completion of the project, cu | 1000000 | 2010-01-01 | 6 | Santa Barbara District | Ventura County Waterworks District No. 1 - Roseland Booster Pump Station
5610018 | 009 | VENTURA CWWD NO. 1 - MOORPARK | M | 0 | C | 36786 | Well 20 within Ventura County Waterworks Distric No. 1 (District) was constructed by private developer Toll Brothers Inc. as a condition to replace aging and existing local wells within the Toll Brother’s Tract 4928 in Moorpark. The District has a separat | The Contractor shall furnish all materials, equipment, tools and labor for the construction of an operational facility to pump raw water at a rate of 1200 gpm from existing Well No. 20, (drilled and constructed in late 2007), and receive filtration to rem | 2500000 | 2010-01-01 | 6 | Santa Barbara District | Ventura County Waterworks District No. 1 Wellhead Treatment (Well #20)
5610018 | 010 | VENTURA CWWD NO. 1 - MOORPARK | M | 0 | C | 36786 | Poly service water lines became popular in the middle of our last century. They were used mostly for service lines and ranged from 3/4 “ to 2 “. It seemed to be the answer for a lifetime of service, until it began to split within ten years of service. I | This project consists of replacing 3,442 linear feet of poly water service lines wiht copper service lines in accordance with the District's specificaitons. Upon completion, the system would be reliable and customers would be assurred a rmore reliable so | 4106400 | 2010-01-01 | 6 | Santa Barbara District | Ventura County Waterworks District #1 - Water Services Replacement
0710006 | 001 | CITY OF MARTINEZ | M | 0 | C | 37000 | This project is intended to solve a water system deficiency in treated water storage capacity. California code of regulations title 22 chapter 16 california water works standards article 2 §64564 determination of needed storage volume. The project will co | The project will consist of the replacement of a 1964 1.25 million gallon treated water reservoir. Current capacity is limited to 1 million gallons to ensure structural integrity of the prestressed concrete. Replacement will consist of the demolition of t | 4126212 | 2010-01-01 | 4 | San Francisco District | Harborview Reservoir Replacement
0710006 | 002 | CITY OF MARTINEZ | M | 0 | C | 37000 | The City of Martinez source water pipeline has reached it's expected usefull life. This is a single entry point to the Martinez water treatment plant.California Code of Regulations Title 22 Chapter 16 California Water Works Standards Section 64554 (a) "At | This project consists of the replacement of approximately 2300 feet of 32 inch steel water line. This pipeline was constructed in 1948 with the original Martinez Water Treatment Plant and is reaching the end of it's useful life. Leaks on the pipeline have | 1000000 | 2010-01-01 | 4 | San Francisco District | Raw Water Pipeline Replacement
1910028 | 004 | CRESCENTA VALLEY CWD | M | 0 | C | 38000 | The water systems has 10 old cable tool drilled wells and one (1) mud rotary drilled well. All of the wells were constructed prior to 1951 without sanitary seals and have biological growths, such as iron bacteria, and casing corrosion. | Replace the existing 11 wells with up to 16 new wells of modem design and construction to replace existing production. | 11069460 | 2000-01-01 | 15 | Metropolitan District
4110025 | 002 | NORTH COAST COUNTY WATER DIST | M | 0 | C | 38390 | Need alternate water supply in case of emergency. | Construct intertie with the City of San Bruno which will be second source of supply. | 3125000 | 1999-01-01 | 17 | Santa Clara District | Intertie w San Bruno (1997)
4110025 | 003 | NORTH COAST COUNTY WATER DIST | M | 0 | C | 38390 | Need alternate water supply line for a service area in case of an emergency. | Construct loof to bring second supply line to this area. | 425000 | 1999-01-01 | 17 | Santa Clara District | Distribution system improvements (1997)
4110025 | 004 | NORTH COAST COUNTY WATER DIST | M | 0 | C | 38390 | Wooden tank has leakage abd a roof in poor condition. | Abandon tank and construct ne waterline to serve area. | 250000 | 1998-01-01 | 17 | Santa Clara District | Remove deteriorated tank
4110025 | 008 | NORTH COAST COUNTY WATER DIST | M | 0 | C | 38390 | Christen Hill Tank is seismically unstable. | Replace tank. | 7500000 | 2007-01-01 | 17 | Santa Clara District | Christen Hill Tank Replacement
4110025 | 009 | NORTH COAST COUNTY WATER DIST | M | 0 | C | 38390 | 6,000 ft of 21in transmission main is constructed above the San Andreas Fault. Severe damage is expected when the fault moves; it is anticipated to move six to twelve feet during a major earthquake. | Project replaces the existing piping with a seismically hardened 24in ductile iron pipeline. Six isolation valve/transition assemblies will be constructed that isolates damaged pipe and transition flow to above ground after emergency piping installation. | 2100000 | 2007-01-01 | 17 | Santa Clara District | Replace existing 21inch transmission main
4110025 | 010 | NORTH COAST COUNTY WATER DIST | M | 0 | C | 38390 | 8000 ft of distribution piping is seismically unstable and is connected to the Christen Hill Tank that serves a major portion of the distribution system. | Construct 8000 ft of seismically hardened piping on the west side of the fault. Additional modifications to pipe crossings. | 3090000 | 2009-01-01 | 17 | Santa Clara District | Distribution System Piping - Seismic Upgrade
3710021 | 002 | SAN DIEGUITO WD | M | 0 | C | 38500 | SDWD Instrumentation, Telemetry, Centralized Control System and SecurityProject No. CWW98BThis project involves the installation of an Instrumentation, Telemetry, and Centralized Control System. It would replace existing outdated Telemetry, Instrumentati | This project involves the installation of an Instrumentation, Telemetry, and Centralized Control System. It would replace existing outdated Telemetry, Instrumentation, and Reporting System with a new enhanced automated record keeping and centralized cont | 650000 | 2010-01-01 | 14 | San Diego District | SDWD Instrumentation, Telemetry, Centralized Control System and SecurityProject
3710021 | 004 | SAN DIEGUITO WD | M | 0 | C | 38500 | SDWD Water Valve Replacement project replaces approximately 60 water isolation valves in the distribution system. The new valves range in size from 8” to 12” gate valves. The valves being replaced are old, corroded, and no longer seal correctly. Replacem | SDWD Water Valve Replacement project replaces approximately 60 water isolation valves in the distribution system. The new valves range in size from 8” to 12” gate valves. The valves being replaced are old, corroded, and no longer seal correctly. The rep | 450000 | 2010-01-01 | 14 | San Diego District | SDWD Water Valve Replacements for Distribution System, CWW09A
3710021 | 006 | SAN DIEGUITO WD | M | 0 | C | 38500 | This project involves installation of cathodic anodes to replace existing anodes that have deteriorated and no longer provides adequate corrosion protection to the District's 36-inch steel transmission main. Locations of the project are:Anode Bed No. 2An | Cathodic protection is used to control the corrosion of buried steel water pipelines. It has been demonstrated to be a cost effective way to extend the life of a pipeline. The construction of anode stations will include traffic control, trenching and re | 225000 | 2010-01-01 | 14 | San Diego District | SDWD Cathodic Protection for Transmission Mains, Project No. CWW08G
4310004 | 001 | CITY OF GILROY | M | 0 | C | 39050 | The existing water main on First Street between Monterey Street and Santa Teresa Boulevard was installed in 1898 and consists of pit cast iron pipe. The pipe is out of round and standard pipe fittings cannot be used, making repairs very difficult. There | Replace existing water main on First Street between Monterey Street and Santa Teresa Boulevard with a new 24-inch diameter water main. The total project length is approximately 8,000 feet. Ductile iron pipe will be used to replace the existing pit cast | 2750000 | 2010-01-01 | 17 | Santa Clara District | First Street Water Main Replacement
1910090 | 004 | MONROVIA-CITY, WATER DEPT. | M | 0 | C | 39147 | The City of Monrovia is a community in and near the foothills of Los Angeles County. The City system has five pressure zones and a storage capicity of 23.5 million gallons. Currently there are no internal system connections or pumping equipment that wou | The City of Monrovia would have six emergency connections constructed in various locations in the City Water System. These connections would enable us to pump water from one zone to another, or around critical vunerable locations in a zone to continue pr | 400000 | 2010-01-01 | 22 | Angeles District | Emergency water system connections
1910090 | 005 | MONROVIA-CITY, WATER DEPT. | M | 0 | C | 39147 | The City of Monrovia Utilities Division continually strives to improve water service, maintain water quality and improve fire fighting capabilities to the customers and citizens of Monrovia. To accomplish this we continually inspect, test and evaluate ou | The solution to the issues described would be as follows:Grand Avenue - Replacement of 600 feet of 8 inch steel pipe with 8 inch ductile iron pipe from Greystone to ProspectGrand Avenue - Replacement of 200 feet of 8 inch steel pipe with 8 inch ductile ir | 375000 | 2010-01-01 | 22 | Angeles District | Water Main Replacement
1910090 | 007 | MONROVIA-CITY, WATER DEPT. | M | 0 | C | 39147 | The existing electricial panel that is 50+/- years old is in poor condition and may fail at any time. The unit does not meet current National Electrical Code Standards or the standards for metered electrical service of Southern California Edison, our pow | The City will hire a contractor to purchase and install a new electrical panel and conduits to supply all current and future power requirements and meet all standards and regulations that apply. This will ensure a continuing and reliable supply of water | 250000 | 2010-01-01 | 22 | Angeles District | Replace Electrical Control Panel at Ridgeside Reservoir
1910090 | 008 | MONROVIA-CITY, WATER DEPT. | M | 0 | C | 39147 | The City of Monrovia Water system is, during high demands, falling short of the amount of water we are able to pump from the City well site into the distribution system. The well site is our source of water and feeds the entire water system. This could i | The City would hire a contractor to supply and install all equipment, including electrical requirements, piping and related materials to provide booster #1-6.This additional booster would increase our flow capability to 3500 gallons per minute. Al mater | 100000 | 2010-01-01 | 22 | Angeles District | Install Additional Booster #1-6
3710019 | 004 | RAMONA MUNICIPAL WD | M | 0 | C | 40000 | Ramona Municipal Water District (RMWD) operates a 30-inch transmission main which delivers water from the Poway Pump Station to Mount Woodson Reservoir and Westend Reservoir. This pipeline extends from the Blue Sky Preserve to the edge of the District’s | The expansion joints are a main area of concern due to the fact that the original set distance for the joints is unknown and the amount of movement still available to the joints. At a minimum, the expansion joints and pipe should be adjusted in order for | 1240000 | 2010-01-01 | 14 | San Diego District | 30 inch Pipeline Repair
3710019 | 006 | RAMONA MUNICIPAL WD | M | 0 | C | 40000 | Existing facility fails to meet enhanced coagulation rule and is therefore inoperable. Its unavailability resulted in Do Not Use Order and later a Do Not Drink Order and a Boil Water Order during the Witch Fire. The water system is dependent on pumping im | Construct a 4 MGD water treatment plant on the current Bargar Plant site by replacing the current inoperative processes with new, more efficient processes that will meet current and future water quality standards. The new plant will be modular in nature t | 3700000 | 2010-01-01 | 14 | San Diego District | Bargar Water Treatment Plant
4110023 | 010 | CITY OF SAN BRUNO | M | 0 | C | 40165 | Located in the northwest corner of the city at the corner of College Drive and Skyline Boulevard (CA-35), Pump Station No. 4 is the sole pump station providing water to the City’s Pressure Zone 11, covering an area of approximately 460 acres containing ap | This project is currently at the 65% design stage and will build a new pump station, including pumps, motors, controls with SCADA software and emergency generator backup power. The existing pump station will also be disassembled/demolished and the site r | 2200000 | 2010-01-01 | 17 | Santa Clara District | Rehabilitation of Water Pump Station No. 4
4110023 | 011 | CITY OF SAN BRUNO | M | 0 | C | 40165 | The City of San Bruno has two sources of water that is delivered to the ratepayers. The two sources are: 1) the City's ground water and, 2) surface water provided by the San Francisco Public Utility Commission (SFPUC). The City has five inner tie connecti | This project will install four new regulators—fabricated vault with associated piping—that would regulate high pressure between from SFPUC supply and San Bruno’s distribution system at four additional service connection points, thereby reducing the very h | 400000 | 2010-01-01 | 17 | Santa Clara District | New Regulators on Four SFPUC Service Connections
4110023 | 013 | CITY OF SAN BRUNO | M | 0 | C | 40165 | Located near the uppermost elevation on the western edge of city limits, the Sweeny Ride Water Pipeline extends for approximately 4,850 feet and serves Water Tank No. 7, which is used for standby and fire suppression flows. At 50 years of age, the pipeli | The City has completed a preliminary design report. The report suggested a trench less lining of the existing 4,850 feet of pipe. All access points for this lining project will be limited to already available and accessible locations, eliminating the need | 2500000 | 2010-01-01 | 17 | Santa Clara District | Sweeny Ridge Water Pipeline Rehabilitation
4110023 | 014 | CITY OF SAN BRUNO | M | 0 | C | 40165 | The water main pipelines along Mastick Avenue are approximately 80 years old and account for more breaks proportional to its length than any other main section in the City. Breaks cause significant disruptions to water service and enhances the probability | This project will replace approximately 1.6 miles of 2-inch, 4-inch and 8-inch water pipelines. It is the City’s intention to replace all lines with a single combined 12-inch ductile iron pipe (DIP). The replacement DIP will follow the existing sewer pipe | 1000000 | 2010-01-01 | 17 | Santa Clara District | Mastick Avenue Water Main Replacement Project
4910014 | 001 | ROHNERT PARK, CITY OF | M | 0 | C | 42650 | If constructed, the Rohnert Park Eastside Potable Water Tank project will be the only gravity-flow tank in the City's water distribution system. Currently, the system relies on booster pumps and 7 tanks to transmit water. The addition of a gravity-flow | The Rohnert Park Potable Water Tank Project includes the construction of a 900,000 gallon gravity flow potable water tank, waterline connection, and service road including bridges/culverts for the service road. In addition to tank and road construction, | 7400000 | 2010-01-01 | 18 | Sonoma District | Rohnert Park Eastside Potable Water Tank
4910014 | 002 | ROHNERT PARK, CITY OF | M | 0 | C | 42650 | The City initiated the Water Main Improvement Project to increase the reliability and capacity of the water conveyance system. The project responds to a need for improved water pressure and fire flows in the existing water system and provides for future e | The project involves construction of water mains and appurtenances within the City and will include trenching within existing roadways, installing ductile iron or plastic water pipe, backfilling, and restoring the road surface. Where there are existing w | 2235300 | 2010-01-01 | 18 | Sonoma District | Rohnert Park Water Main Improvement Project
5610059 | 005 | GOLDEN STATE WATER COMPANY - SIMI | M | 0 | C | 42717 | The Simi System is supplied by a combination of groundwater wells (chlorinated) and purchased water from the Calleguas Municipal Water District. Stagnation in the storage reservoirs can cause loss of residual chlorine or chloramine, resulting in long wat | Install Tideflex valves in the reservoirs | 126000 | 2010-01-01 | 6 | Santa Barbara District | GSWC-Simi Valley - Pineview, Alamo, & Tapo - Tide Flex Valves
5610059 | 006 | GOLDEN STATE WATER COMPANY - SIMI | M | 0 | C | 42717 | Earth movement in this seismically active area can cause rupturing of pipes running into and out of reservoirs. By installing double ball joints in these lines where they attach to the reservoir, the effects of seismic activity can be mitigated and the s | Install double ball joints on lines into and out of two reservoirs in this system. | 500000 | 2010-01-01 | 6 | Santa Barbara District | Simi Valley - Seismic Upgrades
5610059 | 007 | GOLDEN STATE WATER COMPANY - SIMI | M | 0 | C | 42717 | Due to current and future anticipated growth, booster capacity at the Katherine plant is inadequate to meet Maximum Day Demand. | An additional 500 gpm of booster capacity should be added to the Katherine plants current 1,500 gpm total capacity. | 500000 | 2010-01-01 | 6 | Santa Barbara District | Simi Valley - Katherine Booster Upgrades
1910156 | 004 | BEVERLY HILLS-CITY, WATER DEPT. | M | 0 | C | 44290 | The Coldwater Reservoir has a volume of 8 million gallons and needs to maintain that volume to achieve the agreement the City of Beverly Hills has with Metropolitan Water District (MWD) to maintain a 7-day supply of water with 25% conservation figured in. | Install SolarBee Potable Water Circulators in each side of the Coldwater Reservoir. This will accomplish the following:• Completely mixes all sizes of tanks / reservoirs corner to corner • Provides uniform water age and impacts the complete boundary layer | 125000 | 2010-01-01 | 22 | Angeles District | Green potable water circulatory system
1910156 | 005 | BEVERLY HILLS-CITY, WATER DEPT. | M | 0 | C | 44290 | The water lines were installed in 1924 and have exceeded their usable life. In fact, one third of the City's water conveyance system is 80 years old. The City has experienced numerous water main breaks on these water lines. The water main breaks result i | The water lines serve over 35,000 residential and business customers. However the estimated daytime population, which includes employees, shoppers, tourists, and hotel users, includes an additional 70,000, for a total daytime population of over 105,000. T | 4261700 | 2010-01-01 | 22 | Angeles District | Octogenarian water line replacement project
1910156 | 006 | BEVERLY HILLS-CITY, WATER DEPT. | M | 0 | C | 44290 | The California state law requires all Cities to provide fluoridated water to their customers. The purpose of fluoridation is to help aide in the prevention of tooth decay. The City of Beverly Hills has been fluoridating their water supply since the 1970’s | In order to rehabilitate the fluoridation treatment facility, the City will make modifications and additions to meet Technical Requirements in CDC “Engineering and Administrative Recommendations for Water Fluoridation, 1995” below. Included are areas the | 37500 | 2010-01-01 | 22 | Angeles District | Rehabilitation of fluoride treatment facility
1910156 | 007 | BEVERLY HILLS-CITY, WATER DEPT. | M | 0 | C | 44290 | The steel tanks have inadequate mixing of water in the reservoir that causes stagnation, thermal stratification and short circuiting. The City of Beverly Hills has an agreement with Metropolitan Water District (MWD) to maintain a 7-day supply of water wit | Install SolarBee Potable Water Circulators in each of the five Steel Water Tanks identified as 3A, 4B, 5, 6, & 7. This will accomplish the following:• Completely mixes all sizes of tanks / reservoirs corner to corner • Provides uniform water age and impac | 175000 | 2010-01-01 | 22 | Angeles District | Mechanical mixing with green technology
1910003 | 001 | CITY OF ARCADIA | M | 0 | C | 44814 | Substandard water system network in the area is causing low water pressures which limits flow availability along Colorado Street, Altura Road and Catalpa Road in Arcadia south of I-210 Freeway. Low water pressure has detrimental effect on fire fighting ca | The Project will construct two connected legs of transmission main as follows:1. Install 2,100 linear feet of 12" DIP transmission pipeline connecting intersection of Colorado Street and Altura Road with intersection of Colorado Street | 320000 | 2010-01-01 | 22 | Angeles District | Colorado Transmission Main - Chapman to Baldwin
1910003 | 002 | CITY OF ARCADIA | M | 0 | C | 44814 | In 2006 the Hugo Reid Well (Well), a major water supply well for the City of Arcadia went out of service due to high nitrate levels in the water pumped from the well. In order to reduce nitrate levels to meet DHS water standards, water from this Well must | The Hugo Reid Blending Pipeline Project will install 2,500 linear feet of new 8” DIP and connect it with existing pipeline in Michillinda Blvd. to connect the Hugo Reid Well to the existing reservoir and booster pumps at the Chapman Facility. Pipes will n | 500000 | 2010-01-01 | 22 | Angeles District | Hugo Reid Blending Pipeline
5610019 | 003 | CAMARILLO WATER DEPT | M | 0 | C | 44831 | Inadequate storage capacity causes Water Works standards violation. | Construct a 4 MG water storage reservoir which will provide peak storage capacity for pressure zones 1 and 2. | 4804000 | 1998-01-01 | 6 | Santa Barbara District
1910059 | 001 | SUBURBAN WATER SYSTEMS-LA MIRADA | M | 0 | C | 46362 | PHASE 1 OF 2: RESERVOIR 408 HAS AN OLD CORRUGATED METAL ROOF THAT HAS DETERIORATED BEYOND REPAIR | PHASE 1 OF 2: DEMOLITION AND PREPARATION WORK | 850000 | 1999-01-01 | 7 | Hollywood District | Reservoir 408 roof replacement
1910173 | 001 | WHITTIER-CITY, WATER DEPT. | M | 0 | C | 48000 | The existing water mains on Palm Ave. and Southwind/Park Street were built in 1928 and 1968 respectively. The water main on Palm Ave. is 2-inch and 4-inch diameter galvanized and cast iron pipe. The water main on Southwind/ Palm Street is 6-inch cast iron | The project consist of replacing the existing 2-inch, 4-inch, and the 6-inch water mains on Palm Ave and Southwind/Park street with properly sized ( 8-inch) water mains, isolation valves and adequate fire hydrants to deliver adequate fire flow, pressure a | 625000 | 2010-01-01 | 7 | Hollywood District | Palm Ave. and Southwind/Park Street water mains replacement
3610038 | 001 | RIALTO-CITY | M | 0 | C | 48418 | Roof leaks on reservoirs | Construct new reservoir | 6000000 | 1998-01-01 | 13 | San Bernardino District
4410017 | 010 | SOQUEL CREEK WATER DISTRICT | M | 0 | C | 50000 | Additional storage tank needed to meet high demands and prevent water quality problems. | Install reservoir - 50,000 gallon welded steel tank. | 900000 | 1998-01-01 | 5 | Monterey District | Additional storage (1997)
4410017 | 011 | SOQUEL CREEK WATER DISTRICT | M | 0 | C | 50000 | Redwood storage tank is old and leaking - causing water quality and maintenance problems. | Replace reservoir with 500,000 gallon steel reservoir at Vista Del Mar Site. | 520000 | 1998-01-01 | 5 | Monterey District | Replace redwood storage tank (1997)
4410017 | 016 | SOQUEL CREEK WATER DISTRICT | M | 0 | C | 50000 | Transmission main replacement at Soquel Center and Bridge. | Replace pipes. | 2021400 | 2002-01-01 | 5 | Monterey District | Distribution system rehabilitaion (Soquel Center and Bridge) (1997)
4410017 | 017 | SOQUEL CREEK WATER DISTRICT | M | 0 | C | 50000 | Transmission main replacement at Huntington and Wallace. | Replace pipes. | 819300 | 1998-01-01 | 5 | Monterey District | Distribution system rehabilitaion (Huntington at Wallace) (1997)
4410017 | 019 | SOQUEL CREEK WATER DISTRICT | M | 0 | C | 50000 | Distribution pipe replacement at Monroe Ave. | Replace distribution pipes. | 735700 | 2000-01-01 | 5 | Monterey District | Distribution system rehabilitaion (Monroe) (1997)
4410017 | 021 | SOQUEL CREEK WATER DISTRICT | M | 0 | C | 50000 | Distribution pipe replacement at Rio Del Mar. | Replace pipes. | 866400 | 1999-01-01 | 5 | Monterey District | Distribution system rehabilitaion (Rio del mar) (1997)
4410017 | 023 | SOQUEL CREEK WATER DISTRICT | M | 0 | C | 50000 | Distribution pipe replacement at Shoreview, Wixon and Moosehead. | Replace pipes. | 2186000 | 2001-01-01 | 5 | Monterey District | Distribution system rehabilitaion (Shoreview, Wixon, Moosehead) (1997)
4410017 | 024 | SOQUEL CREEK WATER DISTRICT | M | 0 | C | 50000 | Distribution pipe replacement at Center St., Rio Del Mar flats. | Replace pipes. | 957800 | 2002-01-01 | 5 | Monterey District | Distribution system rehabilitaion (Center St and Rio del Mar) (1997)
4410017 | 025 | SOQUEL CREEK WATER DISTRICT | M | 0 | C | 50000 | Distribution pipe replacement at Humes and Los Altos. | Replace pipes. | 2011400 | 1999-01-01 | 5 | Monterey District | Distribution system rehabilitaion (Humes and Los Altos) (1997)
4410017 | 026 | SOQUEL CREEK WATER DISTRICT | M | 0 | C | 50000 | The District strives to optimize and upgrade deficient infrastructure as part of our ongoing watermain replacement strategy to replace antiquated pipelines that are substandard. Barrett Way in La Selva Beach currently is served with a 2-inch steel line t | The Barrett Way Main Replacement Project in La Selva Beach, CA will include the replacement of 440 lineal feet of 6-inch water main on Barrett Way from Robak Dr. to the end. This project also includes 7 services to be replaced and reconnected and one new | 100000 | 2010-01-01 | 5 | Monterey District | SqCWD - Barrett Way Main Replacement Project
4410017 | 027 | SOQUEL CREEK WATER DISTRICT | M | 0 | C | 50000 | The District strives to optimize and upgrade deficient infrastructure as part of our ongoing watermain replacement strategy to replace antiquated pipelines that are substandard and lacking fire protection. The Vienna Woods Main Replacements Project inclu | The Vienna Woods Main Replacement Project will include the replacement of 2,000 lineal feet of 4-inch AC water main on Vienna Dr. from Austrian Way to Wilshire Dr. with 8-inch water main, 1,900 lineal feet 4-inch AC water main on Jennifer Dr. and Jennifer | 900000 | 2010-01-01 | 5 | Monterey District | SqCWD - Vienna Woods Area Main Replacements Project
4410017 | 028 | SOQUEL CREEK WATER DISTRICT | M | 0 | C | 50000 | The District strives to optimize and upgrade deficient infrastructure as part of our ongoing watermain replacement strategy to replace antiquated pipelines that are substandard and lacking fire protection. The Cathedral Drive Area Mains Replacement Proje | The Cathedral Area Main Replacement Project will include the replacement of 410 lineal feet of 2-inch steel water main on Mattison Lane from 138 Mattison Lane to Cathedral Dr. with 6-inch water main, 550 lineal feet of 2-inch steel water main on Trillium | 480000 | 2010-01-01 | 5 | Monterey District | SqCWD - Cathedral Drive Area Main Replacements Project
4910020 | 010 | SONOMA COUNTY WATER AGENCY | M | 0 | C | 50000 | Sonoma County Water AgencyWater Transmission System Air/Vacuum Relief Valve Replacement Project DescriptionSafe Drinking Water State Revolving Fund LoanThe objective of the Water Transmission System Air/Vacuum Relief Valve Replacement Project (Project) is | Sonoma County Water AgencyWater Transmission System Air/Vacuum Relief Valve Replacement Project DescriptionSafe Drinking Water State Revolving Fund LoanThe objective of the Water Transmission System Air/Vacuum Relief Valve Replacement Project (Project) is | 3230000 | 2009-01-01 | 18 | Sonoma District | Water Transmission System Air Valve Replacement Project
4910020 | 012 | SONOMA COUNTY WATER AGENCY | M | 0 | C | 50000 | The Sonoma County Wataer Agency (SCWA) has prepared a Reliability Study, a Vulnerability Assessment, and a Local Hazard Mitigation Plan for its water systems. SCWA believes that the upgrades and safe operations of its systems require an ongoing program i | The Sonoma County Water Agency (SCWA) proposes to strategically locate isolation valves to reduce the vulnerability of its water systems to impacts from natural hazards including earthquakes, floods, mudslides, landslides and wildfires, and to minimize th | 3100000 | 2010-01-01 | 18 | Sonoma District | Water System Isolation Valves
4910020 | 013 | SONOMA COUNTY WATER AGENCY | M | 0 | C | 50000 | The Sonoma County Water Agency (SCWA) is a wholesale potable water provider to 700,000 people (including transients and tourists) in two counties (Sonoma and Marin) through nine public water system contractors. SCWA operates a Supervisory Control and Dat | The SCWA EPA-approved Vulnerability Assessment (VA) recommended establishing a back-up SCADA control in a mobile van independent of the administration building and operations center. This would consist of programmable logic controllers, a Remote Terminal | 300000 | 2010-01-01 | 18 | Sonoma District | Emergency Mobile SCADA
4910020 | 014 | SONOMA COUNTY WATER AGENCY | M | 0 | C | 50000 | The Sonoma County Water Agency (SCWA) is a wholesale potable water provider to 700,000 people (including transients and tourists) in two counties (Sonoma and Marin) through nine public water system contractors. SCWA operates a Supervisory Control and Dat | The EPA-approved Vulnerability Assessment (VA) recommended that SCWA implement water system security countermeasure improvements that have not as yet been implemented:o Disconnect the SCADA LAN from the SCWA business LAN and restrict access to only those | 100000 | 2010-01-01 | 18 | Sonoma District | SCADA System Security Enhancement
4910020 | 015 | SONOMA COUNTY WATER AGENCY | M | 0 | C | 50000 | Capacity of current aqueduct between Petaluma and Cotati is exceeded during summer months. The ability of the aqueduct to reliably deliver drinking water is compromised during this period. Customer demand exceeds the design capacity causing significant | To ensure the reliable delivery of drinking water, the project will include construction of an additional pipeline, water storage tanks, booster pumps, and related facilities between the existing Cotati tanks and the Kastania tanks in southern Petaluma. | 80000000 | 2010-01-01 | 18 | Sonoma District | Water pipeline, storage tanks, booster pumps - Cotati to Kastania tanks
4910020 | 016 | SONOMA COUNTY WATER AGENCY | M | 0 | C | 50000 | The Water Agency owns and maintains more than 90 miles of pipeline in the vicinity of and crossing the Rodger’s Creek and Bennett Valley Faults. Buried pipelines, such as the Water Agency’s aqueducts, are designed for internal pressure with limited capaci | To avoid or minimize the harmful effects of an uncontrolled release of water, the Water Agency proposes to install isolation valves throughout the transmission pipeline system near sites that have a high likelihood of failure in an earthquake. The isolati | 2100000 | 2010-01-01 | 18 | Sonoma District | Water Transmission System Seismic Hazard Mitigation Project
4910020 | 017 | SONOMA COUNTY WATER AGENCY | M | 0 | C | 50000 | In the Water Agency’s Seismic Vulnerability Assessment, lateral spread hazard in fine-grained overbank deposits was determined to be very high. The geology at the Russian River crossing exhibits a very high liquefaction and lateral spread hazard with up t | The goal of this activity is to mitigate the loss of an essential service to 600,000 residents and businesses that would result from a moderate or severe earthquake along the Rodger's Creek Fault causing a failure to the Russian River-Cotati Intertie. Thi | 4000000 | 2010-01-01 | 18 | Sonoma District | Water Transmission Pipeline Hazard Mitigation - Russian River Creek Crossing
4910020 | 018 | SONOMA COUNTY WATER AGENCY | M | 0 | C | 50000 | A vulnerability assessment of the Agency’s water supply facilities was performed. Damage to water collection systems following a major disaster, especially an earthquake, can lead to significant disruption. Structural assessment of the Agency's collector | In order to mitigate the water system's vulnerability to earthquakes, the Agency proposes to develop and implement designs to retrofit four collector wells against liquefaction and lateral spread hazard.The collector wells to be retrofitted were built in | 8000000 | 2010-01-01 | 18 | Sonoma District | Collector Wells Retrofit Project
5610020 | 002 | THOUSAND OAKS WATER DEPT | M | 0 | C | 50000 | Several of the City's reservoirs experience loss of chlorine residual and therefore putting the quality of the stored potable water at risk. This has been an on-going challenge for the City to monitor and correct. | City is proposing to use solar-powered, long-distance water circulation technology to install mixers at all reservoirs (total of eight reservoirs) experiencing the reduced water quality due to stagnation, thermal stratification and short circuiting. The i | 320000 | 2010-01-01 | 6 | Santa Barbara District | Reservoir Mixing Improvements
5610020 | 004 | THOUSAND OAKS WATER DEPT | M | 0 | C | 50000 | This project will address the 1.0 million gallon storage shortage to meet the standards for domestic and fire flow storage in Wilder service area of the City water system. Additionally, the wilder service area is the only system in the City with no back | Combination of a second Wilder reservoir and pump stations facilities (proposed) with the existing Wilder facilities will provide water service directly to 12,000 residents and businesses within the service area, and to an additional 2,400 customers throu | 2925000 | 2010-01-01 | 6 | Santa Barbara District | Wilder Water Storage and Pump Stations
5610020 | 005 | THOUSAND OAKS WATER DEPT | M | 0 | C | 50000 | Lack sufficient pumps during system's peak time, lack of back up in the system incase of existing station's malfunction or break down, and lack of diesel fueled pump to provide water to thousands of residents during power outage. | This project will construct a new pump station as back up to the existing La Granada pump station which currently is the sole source of providing domestic water and fire storage to more than 16000 residents and businesses within the City’s water service b | 1200000 | 2010-01-01 | 6 | Santa Barbara District | Pump Station Improvements
5610020 | 006 | THOUSAND OAKS WATER DEPT | M | 0 | C | 50000 | The City of Thousand Oaks imports 100 percent of its more than 25 million gallons per day (MGD) water requirement from the State Water project. With the ever increasing threat of reduction in importable water, the City is looking at developing its local | The City of Thousand Oaks proposes to install a one (1) MGD MF/UF water treatment system at the LRGC groundwater pump station to produce potable water supply. The project will include pilot testing to develop design parameters and criteria, designing an | 2000000 | 2010-01-01 | 6 | Santa Barbara District | GROUNDWATER FOR POTABLE USE
3710015 | 001 | POWAY - CITY OF | M | 0 | C | 50542 | The existing 10-inch welded steel pipe has experienced numerous leaks which results high repair costs and interruption of service. | The existing High Valley Waterline is a 10-inch welded steel main which starts from the High Valley Pump Station at Espola Road and extends approximatley 4000 easterly along High Valley Road. There have been numerous leaks in the line requiring costly r | 1000000 | 2010-01-01 | 14 | San Diego District | High Valley Water Line Replacement
3010079 | 004 | EL TORO WATER DISTRICT | M | 0 | C | 50800 | No backup sources of supply | Drilling wells and conveyance system | 4500000 | 2001-01-01 | 8 | Santa Ana District
3010079 | 005 | EL TORO WATER DISTRICT | M | 0 | C | 50800 | Deteriorating floating cover | Replacement of floating cover | 4500000 | 2002-01-01 | 8 | Santa Ana District
1910142 | 001 | GSWC-SAN DIMAS | M | 0 | C | 52582 | 3850' OF WATER MAINS LESS THAN 4" IN DIAMETER THAT DO NOT COMPLY WITH TITLE 22, SECTION 64628 (a) | REPLACE UNDERSIZED MAINS OVER A 2 YEARS PERIOD | 385000 | 1998-01-01 | 7 | Hollywood District | Undersized main replacement project
3610003 | 002 | APPLE VALLEY RANCHOS WC | M | 0 | C | 52879 | Old, substandard mainline | Replace mainline | 1000000 | 1999-01-01 | 13 | San Bernardino District
3610003 | 004 | APPLE VALLEY RANCHOS WC | M | 0 | C | 52879 | Inadequate source capacity | Construct new well | 800000 | 2000-01-01 | 13 | San Bernardino District
3610003 | 006 | APPLE VALLEY RANCHOS WC | M | 0 | C | 52879 | Inadequate storage | Construct new reservoir | 800000 | 1999-01-01 | 13 | San Bernardino District
3610003 | 008 | APPLE VALLEY RANCHOS WC | M | 0 | C | 52879 | Inadequate source capacity | Construct new booster facility | 200000 | 1998-01-01 | 13 | San Bernardino District
1910044 | 003 | GLENDORA-CITY, WATER DEPT. | M | 0 | C | 53000 | The existing Well 2 (located at the Arthur E. Cook, Jr., Water Production Facility, 1051 E. Sierra Madre Avenue, Glendora) was originally constructed in 1922 and has exceeded its useful life. Production loss has been recorded over the past several years | The existing Well 2 (located at the Arthur E. Cook, Jr., Water Production Facility, 1051 E. Sierra Madre Avenue, Glendora) was originally constructed in 1922 and has exceeded its useful life. Production loss has been recorded over the past several years | 1200000 | 2010-01-01 | 7 | Hollywood District | Well 14 Drill and Equip
1910044 | 004 | GLENDORA-CITY, WATER DEPT. | M | 0 | C | 53000 | The City of Glendora is a local community in eastern Los Angeles County. We typically produce 80% of our community water demand from local groundwater wells. Rainfall shortages of the past several years have made the purchase of supplemental water from | The City of Glendora is a local community in eastern Los Angeles County. We typically produce 80% of our community water demand from local groundwater wells. Rainfall shortages of the past several years have made the purchase of supplemental water from | 7500000 | 2010-01-01 | 7 | Hollywood District | San Gabriel Plant Water Facility Improvements
3610036 | 005 | CITY OF CHINO HILLS | M | 0 | C | 55000 | Inadequate source capacity resulting in service connection limitation | Construct 5 MG reservoir R21 | 2500000 | 1998-01-01 | 13 | San Bernardino District
3610036 | 006 | CITY OF CHINO HILLS | M | 0 | C | 55000 | Inadequate source capacity resulting in service connection limitation | Construct reservoir R23 | 1125000 | 1998-01-01 | 13 | San Bernardino District
3610036 | 015 | CITY OF CHINO HILLS | M | 0 | C | 55000 | Inadequate source capacity resulting in service connection limitation | Construct 2 MG reservoir R22 | 1125000 | 2000-01-01 | 13 | San Bernardino District
3610036 | 019 | CITY OF CHINO HILLS | M | 0 | C | 55000 | Inadequate source capacity resulting in service connection limitation | Upgrade Carbon Cyn PRV | 125000 | 2000-01-01 | 13 | San Bernardino District
4910006 | 001 | PETALUMA, CITY OF | M | 0 | C | 55900 | Paula Lane Reservoir #2 is required to support the current Paula Lane Reservoir. The current reservoir is in a degraded condition and in need of repair, but due to its critical nature to the system it cannot be brought out of service for repair and recoa | The City of Petaluma is proposing to make improvements to its water distribution system to meet existing demand within the pressure zone. Proposed improvements include construction of a 1.6-million-gallon, above-grade, welded-steel, potable water reservo | 2250000 | 2009-01-01 | 18 | Sonoma District | Paula Lane Reservoir #2 (2008)
4910006 | 002 | PETALUMA, CITY OF | M | 0 | C | 55900 | The Project will relieve pressure and water turn over in an extended part of the system. | Project would loop needed areas in the system to provide adequate fire fighting pressures and ensure water turnover and protect public health. | 1100000 | 2010-01-01 | 18 | Sonoma District | Petaluma Blvd. North 12 inch Water Main Extension
4910006 | 003 | PETALUMA, CITY OF | M | 0 | C | 55900 | System Pressures in this area of the system require looping to get need water exchange and provide for more consistant fire fighting pressures. | Project would loop needed areas in the system to provide addequat fire fighting pressures and ensure water turnover and protect public health. | 500000 | 2010-01-01 | 18 | Sonoma District | Cross Creek 12 inch Water Main
4910006 | 004 | PETALUMA, CITY OF | M | 0 | C | 55900 | The project is to replace one 8" and one 10" water main with a 16" need PVC main. current mains are failing and have been isolated to prevent further damage to the system and endanger public health. | project replaces a failing pair of mains and combines them into one. This will allow the city to reunify the system and protect the public heath and provide fire fighting pressure accross town on it's backbone line. | 1500000 | 2010-01-01 | 18 | Sonoma District | Washington Street 16 inch Water Main (Edith to Washington St. Bridge)
4910006 | 005 | PETALUMA, CITY OF | M | 0 | C | 55900 | The Project will relieve pressure and water turn over in an extended part of the system. | Project would loop needed areas in the system to provide adequate fire fighting pressures and ensure water turnover and protect public health. | 1300000 | 2010-01-01 | 18 | Sonoma District | Casa Grande Road 16 inch Water Main
4910006 | 006 | PETALUMA, CITY OF | M | 0 | C | 55900 | The current Aqueduct is undersized and is 50 years old. I its the back bone to southern sonoma county and 2 water districts in marin county. We have indications that this line is loosing its lining and that steel wall thicknesses are entering the critic | The project is a parallel aqueduct to increase reliability for our delivery system and ensure that three public entities are able to access much needed water. | 40000000 | 2010-01-01 | 18 | Sonoma District | Petaluma Eastside Aqueduct 48 inch
4910006 | 007 | PETALUMA, CITY OF | M | 0 | C | 55900 | The system struggles in this area to meet need preassures | Project would loop needed areas in the system to provide addequat fire fighting pressures and ensure water turnover and protect public health. | 150000 | 2010-01-01 | 18 | Sonoma District | Riesling Rd. 12 inch Water Main
4910006 | 008 | PETALUMA, CITY OF | M | 0 | C | 55900 | Current 10" steel water main is failing and has required the city to isolate the main and pump around the city. This has severed the City's system and requires imidiate attention. | Project would replace this section of the failing main and the allow the system to provide addequat fire fighting pressures and ensure water turnover and protect public health. | 1500000 | 2010-01-01 | 18 | Sonoma District | Washington Street 16 inch Water Main (101-Edith)
4910006 | 009 | PETALUMA, CITY OF | M | 0 | C | 55900 | The Project will relieve pressure and water turn over in an extended part of the system. | Project would loop needed areas in the system to provide adequate fire fighting pressures and ensure water turnover and protect public health. | 450000 | 2010-01-01 | 18 | Sonoma District | Buckingham Lane 12 inch Water Main
4910006 | 010 | PETALUMA, CITY OF | M | 0 | C | 55900 | The Current tank is Failing and a replacement Tank is required to maintain system operation and protect the public health, | Project replaces a 2MG tank. This is critical inferstructure to the city and protects public heath as the current tank is in poor condition and requires overhaul and recoating. Because of the system configuration the Existing tank cannot be taken out of | 2996000 | 2010-01-01 | 18 | Sonoma District | Paula Lane Tank #2
2110003 | 015 | NORTH MARIN WATER DISTRICT | M | 0 | C | 56000 | Surface WTP lacks emergency power. | STUDY NEEDS, IMPLEMENT AS APPROPRIATE. | 100000 | 2001-01-01 | 18 | Sonoma District | emergency power for WTP
2110003 | 034 | NORTH MARIN WATER DISTRICT | M | 0 | C | 56000 | The 4.5 MG Amaroli Tank is currently served by a single pipeline from the northern section of the distribution system to serve customers in the southern portion of the system. This pipeline does not efficiently deliver water to or from the tank, and wate | This project proposes to construct a second pipeline feed to Amaroli Tank. A second feed to the tank from the north would significantly enhance flows and provide direct connection to a greater portion of the southern distribution system area. Installatio | 550000 | 2010-01-01 | 18 | Sonoma District | 2nd Feed to Amaroli Tank
2110003 | 035 | NORTH MARIN WATER DISTRICT | M | 0 | C | 56000 | Pacheco Valle Tank is a 5MG water tank the currently has only one inlet/outlet valve and no internal mixing system & piping. This does not meet current Water Works Standards. Water quality is impacted by this current tank configuration not allowing regu | The project proposes to install a mixing system inside of the tank to improve water quality and to bring this tank connection up to the current Water Works Standards. This mixing system will eliminate stratification that occurs in the tank and increase h | 110000 | 2010-01-01 | 18 | Sonoma District | Pacheco Valle Tank Mixing System
2110003 | 036 | NORTH MARIN WATER DISTRICT | M | 0 | C | 56000 | The Lynwood and San Marin Pump Stations are the sole pump stations that provide water to approximately 12,000 services in the distribution system. Due to the age and condition of the electrical distribution equipment at these pump stations, if a power out | This project proposes to replace the motor control centers at the Lynwood and San Marin Pump Stations. These replacements will enable the pumps to restart when the power is restored after an outage, restoring water service to those approximately 12,000 c | 176000 | 2010-01-01 | 18 | Sonoma District | Lynwood & San Marin Pump Station Upgrades
2110003 | 038 | NORTH MARIN WATER DISTRICT | M | 0 | C | 56000 | As identified in the Novato Water System Master Plan, Trumbull Pump Station does not have sufficient pumping capacity to keep up with current demands. Trumbull Pump Station is the sole pump station that provides water to approximately 1,000 services in th | This project proposes to upgrade the pumps at the Trumbull Pump Station. All three pumps would be replaced with 25hp pumps. Aging electrical service controls would be replaced and installed in an onsite enclosure to protect them from the elements and ex | 150000 | 2010-01-01 | 18 | Sonoma District | Trumbull Pump Station Upgrades
3010018 | 002 | CITY OF LA HABRA | M | 0 | C | 61454 | The Idaho Well and Booster Station is currently the City's only source of local groundwater and operates 24 hrs/day. The existing motor control center is over 25 years old and has outlived its designed life expectancy. Parts are currently unavailable or | The project consists of the replacement of the existing obsolete motor control center with a fully automated PLC-based design. In efforts to conserve energy, the deep well pump will utilize a soft-start configuration and the booster pump will be controlle | 400000 | 2010-01-01 | 8 | Santa Ana District | Idaho Well Motor Control Center and Backup Generator
3010018 | 003 | CITY OF LA HABRA | M | 0 | C | 61454 | The City of La Habra owns and operates facilities deemed critical to the operations of the City and to the reliable delivery of potable water. Providing protection to these facilities from vandalism and potential acts of terrorism is critical to the prote | The Project is located at the City’s Municipal Water Yard, three reservoir sites, six booster pump stations, and a number of import connections. The appropriation would assist in providing the needed security to City property, the prevention of vandalism | 1000000 | 2010-01-01 | 8 | Santa Ana District | Municipal Water Yard/Water Facility SCADA Upgrades and Security Improvements
0710008 | 001 | CITY OF PITTSBURG | M | 0 | C | 62000 | The Buchanan Place Water Main project will replace a segment of water distribution line within a publicly owned water system that is subject to frequent waterline breaks. The segment is an area identified as requiring a disproportionate share of the total | This project will replace deteriorated distribution infrastructure within a publicly owned water distribution system operated by the City of Pittsburg in Contra Costa County. Specifically, the project will replace approximately 300 LF of 8" water main and | 300000 | 2010-01-01 | 4 | San Francisco District | Buchanan Place Water Main Replacement
4310009 | 001 | CITY OF PALO ALTO | M | 0 | C | 62000 | Water mains are aging and need to be replaced. Main breaks cause customer service problems. | Replace water mains. | 2200200 | 1998-01-01 | 17 | Santa Clara District | Distribution system rehabilitation
4310009 | 004 | CITY OF PALO ALTO | M | 0 | C | 62000 | More storage is necessary for emergency water supply. Current city wells need repairs and treatment. | Install variable frequency drives and water treatment to connect wells to standby wells. | 1200000 | 1998-01-01 | 17 | Santa Clara District
4310009 | 005 | CITY OF PALO ALTO | M | 0 | C | 62000 | System's ability to utililize stored water needs to be improved. | Construct a new return pipe from Montbello reservoir to pressure zone 1. | 2000000 | 1998-01-01 | 17 | Santa Clara District
4310009 | 006 | CITY OF PALO ALTO | M | 0 | C | 62000 | System's water storage needs improvement. | A two million gallon reservoir is needed to improve storage. | 4000000 | 1998-01-01 | 17 | Santa Clara District
4310009 | 008 | CITY OF PALO ALTO | M | 0 | C | 62000 | Needs improvement on transmission lines. | Contract a new intertie to Hetch-Hetchy Division tubes 3 & 4 to add second feed into Hospital Zone. | 1800000 | 1998-01-01 | 17 | Santa Clara District
3010046 | 001 | CITY OF TUSTIN | M | 0 | C | 62100 | Aged reservoir could cause contamination (foothill) | Removing soil from the roof and installation a waterprood cement based slurry on the roof deck. The columns will be repaired by providing additional ties, vertical reinforcement and concrete cover around the columns. Ret.walls will be removed and rep | 476000 | 1998-01-01 | 8 | Santa Ana District
3010046 | 004 | CITY OF TUSTIN | M | 0 | C | 62100 | Aged Simon Ranch reservoir could cause contamination. | Repairs will consist of installing a new top slab on the existing reservoir along with repairs to the columns and roof beams. A hypalon liner is proposed for the floor and side slopes of the reservoir after the existing roots have been removed and th | 670000 | 1998-01-01 | 8 | Santa Ana District
3010046 | 006 | CITY OF TUSTIN | M | 0 | C | 62100 | The City of Tustin is located in central Orange County, and is responsible for providing drinking water to the community and adjacent unincorporated areas. The City's water distribution system includes six reservoirs, the largest being the 4MG Rawlings Re | The City’s water distribution system is divided into three pressure zones and currently provides 7.83MG of the total storage from five reservoirs. Before Rawlings Reservoir was taken out of service, it provided an additional 3.82 MG (33%) of storage for | 14000000 | 2010-01-01 | 8 | Santa Ana District | RAWLINGS RESERVOIR - ER
3010046 | 007 | CITY OF TUSTIN | M | 0 | C | 62100 | The City of Tustin [City] is located in central Orange County [OC] and supplies domestic water to the community and adjacent unincorporated areas. Approximately 80% of the City's water supply comes from local groundwater, with the balance purchased from i | The Tustin Avenue Well project includes the demolition of an existing well, followed by the drilling and equipping of a modern well facility. The new well will improve domestic water service for Tustin's water service area. The proposed project also inc | 4500000 | 2010-01-01 | 8 | Santa Ana District | TUSTIN AVENUE WELL - ER
3710029 | 004 | OLIVENHAIN MWD | M | 0 | C | 63000 | The Elfin Forest Looped Pipeline will resolve a potential water quality issue in a particular area of the District. In this area, a large (30”) pipeline is in a dead end condition with inadequate number of service connections to keep the water fresh. Th | The Elfin Forest Looped Pipeline will resolve a potential water quality issue in a particular area of the District. In this area, a large (30”) pipeline is in a dead end condition with inadequate number of service connections to keep the water fresh. Th | 82500 | 2010-01-01 | 14 | San Diego District | Elfin Forest Loop Pipeline
1910174 | 001 | SUBURBAN WATER SYSTEMS-WHITTIER F | M | 0 | C | 63188 | PHASE 1 OF 2: RESERVOIR 216 HAS AN OLD CORRUGATED METAL ROOF THAT HAS DETERIORATED BEYOND REPAIR | PHASE 1 OF 2: DEMOLITION AND PREPARATION WORK | 950000 | 2001-01-01 | 7 | Hollywood District | Reservoir 216 roof replacement
5010019 | 001 | TURLOCK, CITY OF | M | 0 | C | 64215 | System has no storage. | Design and construct two above ground water storage tanks and related pump stations | 2000000 | 2005-01-01 | 10 | Stockton District | Turlock Storage Project
5610024 | 003 | CASITAS MUNICIPAL WATER DIST | M | 0 | C | 65000 | Pipeline breaks during storm events. Does not comply with Water Works standards. | Coastal pipelione from a location near city of ventura, extending northward and connecting the coastal communities. | 8000000 | 1998-01-01 | 6 | Santa Barbara District | Pipeline replacement
1910239 | 008 | LAKEWOOD - CITY, WATER DEPT. | M | 0 | C | 66000 | Plant #22 is a 2.5 million gallon partially buried all concrete reservoir built in the early 1950s. The reservoir is the only water storage facility on the west side of the service area, which makes it an important source of water generally but an essenti | Though the inspector indicated that costs to repair the reservoir would not be cost effective, the proposed project would include an analysis of the renovation and retrofitting the tank to meet current structural standards, including seismic needs. The la | 5500000 | 2009-01-01 | 7 | Hollywood District | City of Lakewood Plant #22 Reservoir Replacement Project
1910239 | 009 | LAKEWOOD - CITY, WATER DEPT. | M | 0 | C | 66000 | Plant No. 13 contains five welded steel tanks and four boosters. It maintains a storage capacity of 2.1 million gallons. Plant No. 13 has been operational for over 50 years without rehabilitation to the electrical and piping structure of the plant. The pr | The rehabilitation of Plant No. 13 includes the following:1. Replacement of the electric planel, which currently has no intetgrated safety system. The project removes the 3 wire set up that connect the electrical panel to each booster pump and replaces it | 1900000 | 2010-01-01 | 7 | Hollywood District | Rehabilitation of Plant 13 Booster Station
1910239 | 010 | LAKEWOOD - CITY, WATER DEPT. | M | 0 | C | 66000 | The City of Lakewood is plagued with customer complaints regarding rusty water. Most of the 109 complaints received in 2008 were related to rusty water. The source of rusty water is generally the 4 inch cast iron mains in the water distribution system. Th | The City of Lakewood has replaced over 33 miles of 4 inch unlined cast iron water mains since 1990. However, approximately 50 miles of 4 inch cast iron mains remains in the water distribution system. These mains not only create flow problems for fighting | 5320000 | 2010-01-01 | 7 | Hollywood District | City of Lakewood Water Main Replacement Project
4310005 | 001 | CITY OF MILPITAS | M | 0 | C | 66200 | The City of Milpitas needs additional funding to rebuild the backbone water pipeline in South Milpitas Boulevard. This major distribution pipeline is a critical component in the City’s potable water distribution system. The existing pipeline is reaching | The proposed project will replace approximately 4,800 linear feet of backbone piping consisting of aging unreliable 16-inch diameter welded steel water main with a seismically strengthened pipeline intended to withstand seismic events. The design criteri | 3100000 | 2010-01-01 | 17 | Santa Clara District | S Milpitas Boulevard Pipeline Replacement 7098
4310005 | 002 | CITY OF MILPITAS | M | 0 | C | 66200 | The City of Milpitas needs additional funding to construct the Curtis Well. The well is needed to increase the amount of local emergency water supply in the event a major seismic event or other catastrophe interrupts deliveries of imported supplies. The | This proposed project would complete the construction of the replacement well The needed facilities include pumps, motors, controls, building, back-up generator, yard piping, and chloramination facilities. Prelimin | 3100000 | 2010-01-01 | 17 | Santa Clara District | Well Upgrade Project-Curtis 7076
4310005 | 003 | CITY OF MILPITAS | M | 0 | C | 66200 | The City of Milpitas needs additional funding to rebuild its Gibraltar Pump Station and Reservoir. This is a critical component in the City’s potable water distribution system. The existing station pumps and engines are past their design lives and need | This project provides for significant rehabilitation of the Gibraltar Pump Station and Reservoir facility to correct the deficiencies. The proposed work includes: pump rehabilitation, replacement of diesel engines with electric motors to meet recently up | 7500000 | 2010-01-01 | 17 | Santa Clara District | Gibraltar Reservoir & Pump Station Improvements 7101
3910005 | 001 | MANTECA, CITY OF | M | 0 | C | 66451 | This project will replace small diameter water lines that are 80 to 90 years old. The size and age of the water the water lines result in low service pressures in the area. Some of the pipe materials, wrought and cast iron, can contribute to red water c | The project includes the installation of 200 linear feet of 4-inch water line, 1,450 linear feet of 6-inch water line and 6,900 linear feet of 8-inch water line. 85 water services will be replaced and 134 water services relocated as part of the water lin | 1769000 | 2008-07-01 | 10 | Stockton District | Area 2 Water Line Replacement
3910005 | 003 | MANTECA, CITY OF | M | 0 | C | 66451 | The water lines in the project area are 6-inch diameter lines that have limited connections to larger water distribution lines. As a result of the limited connections to larger water lines the area experiences low water pressures. The pressure can be le | The Lincoln Water Line Extension involves the installation of 3,850 linear feet of 12-inch water line with 5 connections to existing 6-inch water lines and connections to existing 12-inch lines at ends of the the extention. | 792000 | 2008-07-01 | 10 | Stockton District | Lincoln Water Line Extension
3910005 | 004 | MANTECA, CITY OF | M | 0 | C | 66451 | This project will replace small diameter water lines that are 80 to 90 years old. The size and age of the water lines result in low service pressures in the area. Some of the pipe materials, wrought and cast iron, can contribute to red water compliants | The project will replace 5,400 feet of small diameter water line (4 inches or smaller) with 6-inch diameter line. 155 service connections will be relocated in the project. | 477000 | 2009-07-01 | 10 | Stockton District | Area 3 Water Distribution Project
1910104 | 001 | CALIFORNIA WATER SERVICE CO. - PALOS VER | M | 0 | C | 68380 | COMPLETELY RELIANT ON MWD AND IT'S SINGLE TRANSMISSION MAIN FOR 90% OF THE WATER SUPPLY. | DESIGN AND CONSTRUCT A SECOND LIFT TRANSMISSION MAIN TO PROVIDE GREATER RELIABILITY OF THIS COMMUNITY'S WATER SUPPLY. | 3200000 | 2000-01-01 | 22 | Angeles District | Palos Verdes Transmission project
1910225 | 003 | LAS VIRGENES MWD | M | 0 | C | 70000 | Twin Lakes Pump Station serves the area north and south of 118 Freeway west of Topanga Canyon Blvd and east of Ventura County. Supply for the pump station is treated water from the Metropolitan Water District of Southern California (MWD). The meter conn | The Twin Lakes Pump Station Emergency Intertie project consists of three pipeline segments:1) a 2,900 foot long 14-inch main between the pump station and a 30-inch Las Virgenes MWD feeder,2) a 750 foot long 10-inch main between the MWD meter and pump stat | 1398000 | 2010-01-01 | 22 | Angeles District | Twin Lakes Pump Station Emergency Intertie
4110022 | 001 | CITY OF REDWOOD CITY | M | 0 | C | 75402 | Seaport area is located on the east side of Redwood City; and is the venue of a very active Industrial and Business Park and also the Port of Redwood City. The water supply to these businesses relies on two transmission pipelines: one, 8 inch steel pipe | It is known that Providing Cathodic Protection to metallic infrastructure would increase its live up to more than 50%. This project proposes the replacement of the depleted cathodic protection system with a new system consisting of installation of Cathod | 300000 | 2010-01-01 | 17 | Santa Clara District | Seaport Boulevard Water Transmission Pipelines Cathodic Protection Project
4110022 | 002 | CITY OF REDWOOD CITY | M | 0 | C | 75402 | The Project proposes replacement of highly tuberculated cast iron water mains, some of them up to 87 years old. These water mains show a high incidence of breakage; this condition results not only in service disruption, but also releases a series of Heal | The decaying water mains, valves, domestic water services and deficient fire hydrants will be replaced with water systems made with safe, durable, functional and reliable materials in order to provide safe drinking water to the community and avoid risk of | 1378000 | 2010-01-01 | 17 | Santa Clara District | Valota and Jefferson Area Watermain Replacement Project
4110022 | 003 | CITY OF REDWOOD CITY | M | 0 | C | 75402 | The Project proposes replacement of highly tuberculated cast iron water mains, some of them up to 81 years old. These water mains show a high incidence of breakage; this condition results not only in service disruption, but also releases a series of Heal | The decaying water mains, valves, domestic water services and deficient fire hydrants will be replaced with water systems made with safe, durable, functional and reliable materials in order to provide safe drinking water to the community and avoid risk of | 1126000 | 2010-01-01 | 17 | Santa Clara District | Poplar and Junipero Area Watermain Replacement Project
4110022 | 004 | CITY OF REDWOOD CITY | M | 0 | C | 75402 | The operation of the Glenwood Pump Station was evaluated to determine whether it meets the flow and pressure requirements to convey water into the Lakeview Reservoir and Lakeview Pump Station for reliability and emergency supply. The evaluation concluded | The Glenwood Pump Station Improvements Project consists of upgrading the existing motors, pumps, furnishing VFDs, building enclosure, and permanent standby engine generator. | 700000 | 2010-01-01 | 17 | Santa Clara District | Glenwood Pump Station Retrofit
4110022 | 006 | CITY OF REDWOOD CITY | M | 0 | C | 75402 | The Project proposes replacement of highly tuberculated cast iron water mains, some of them up to 87 years old. These water mains show a high incidence of breakage; this condition results not only in service disruption, but also releases a series of Heal | The decaying water mains, valves, domestic water services and deficient fire hydrants will be replaced with water systems made with safe, durable, functional and reliable materials in order to provide safe drinking water to the community and avoid risk of | 1430000 | 2010-01-01 | 17 | Santa Clara District | Roosevelt Avenue and Valota Road Area Watermain Replacement Project
4310007 | 001 | CITY OF MOUNTAIN VIEW | M | 0 | C | 76000 | The city needs two new groundwater wells. | Construction of the wells. | 1100000 | 1998-01-01 | 17 | Santa Clara District
4310007 | 002 | CITY OF MOUNTAIN VIEW | M | 0 | C | 76000 | The city has inadequate storage capacity. | Design and construct two new wells and one new reservoir to meet demand. | 110000 | 1998-01-01 | 17 | Santa Clara District
4310007 | 003 | CITY OF MOUNTAIN VIEW | M | 0 | C | 76000 | Well #18 collapsed so City constructed new well #21 at site of old well #18. | Design and construction of well #21 for pressure zone 1 of water system. | 375000 | 1998-01-01 | 17 | Santa Clara District
4310007 | 006 | CITY OF MOUNTAIN VIEW | M | 0 | C | 76000 | Certain water mains in the city are old and deteriorating. They are also undersized. | Water main replacement throughout the water system. | 13900000 | 1998-01-01 | 17 | Santa Clara District
4310007 | 007 | CITY OF MOUNTAIN VIEW | M | 0 | C | 76000 | The City needs to increase water storage capacity. | Prepare environmental and construction documents to install a new 2.1 million gallon reservoir. | 307000 | 1998-01-01 | 17 | Santa Clara District
4310007 | 008 | CITY OF MOUNTAIN VIEW | M | 0 | C | 76000 | The City needs to increase water storage capacity. | Construction of a new 2.1 million gallon reservoir. | 2200000 | 1998-01-01 | 17 | Santa Clara District
4310007 | 011 | CITY OF MOUNTAIN VIEW | M | 0 | C | 76000 | Certain water mains in the city are old and deteriorating. They are also undersized. | Upgrading older, smaller diameter, and deteriorating mains from 1993-1996. | 2457000 | 1998-01-01 | 17 | Santa Clara District
4310007 | 013 | CITY OF MOUNTAIN VIEW | M | 0 | C | 76000 | Automatic valves and a waste cycle were installed at Well #9. | Installed automatic valves, a variable frequency drive, and a waste cycle at Well #9. | 170000 | 1998-01-01 | 17 | Santa Clara District
4310007 | 014 | CITY OF MOUNTAIN VIEW | M | 0 | C | 76000 | Obsolete equipment at the Miramonte pump station was upgraded. | Design and construction of upgrade of Miramonte pump station. | 852000 | 1998-01-01 | 17 | Santa Clara District
4310007 | 015 | CITY OF MOUNTAIN VIEW | M | 0 | C | 76000 | The Whisman pump station was upgraded with new drive motors, automated controls, etc. | Design and construction of upgrades of pump station - variable frequency drive motors, automated controls, standby power, etc. | 1749000 | 1998-01-01 | 17 | Santa Clara District
1910009 | 009 | VALLEY COUNTY WATER DIST. | M | 0 | C | 77130 | Water security improvements needed and SCADA pumping controls | To purchase new and improved SCADA equipment for monitoring of the water system. To install intrusion alarms on all water production and storage facilities to be monitored by the SCADA system; and pumping controls | 400000 | 2009-01-01 | 15 | Metropolitan District | Infrastructure Replacement - SCADA
1910009 | 010 | VALLEY COUNTY WATER DIST. | M | 0 | C | 77130 | The District currently has approximately 110 miles of water mains, of this approximately 14.5 miles are 4-inch and smaller in size. This equates to 13% of the total system pipes. By replacing these pipelines with a larger size, will improve distribution s | The District will have its Consulting Engineer develop Plans and Specifications for the installation of the required pipelines as well as assist with Project Management. The District will competitively bid out the project, award a contract and inspect con | 2500000 | 2009-01-01 | 15 | Metropolitan District | Distribution Piping Replacement
1910009 | 011 | VALLEY COUNTY WATER DIST. | M | 0 | C | 77130 | The District needs to acquire property and construct new storage reservoirs and a booster pumping station to help meet storage requirements for max day and peak hour demands as well as fire flow requirements. The District has an identified need for an add | The District will purchase land and construct two 3.0 million gallon ground storage reservoirs and an affiliated booster pumping station and necessary piping to connect to the existing distribution system. | 3175000 | 2009-01-01 | 15 | Metropolitan District | Water Storage Improvements
2810003 | 008 | NAPA, CITY OF | M | 0 | C | 79959 | There are two immense benefits that result by making improvements to the water system in the Alta Heights Area of the City of Napa: ensure compliance with the Department of Public Health's Disinfection By-product Rule DBPR) and increase fire flows to mee | Each pressure zone in the region was analyzed individually, as the upper and lower pressure zone. In order to facilitate the movement of fresh water and meet the fire flows in the upper region, it was determined that the existing pump station needs to be | 3000000 | 2010-01-01 | 3 | Mendocino District | Alta Heights DBP Compliance and Fire Protection Improvements
2810003 | 009 | NAPA, CITY OF | M | 0 | C | 79959 | The existing 4 million gallon (MG) prestressed concrete tank, A-Tank, in the City of Napa's distribution system unravelled and failed during summer 2006. The distribution system has been void of 4 MG of system storage since the tank failure. The reduced | The project replenishes 4MG of treated water storage in the distribution system that was lost during the summer of 2006 due to failure of the prestressed concrete tank. The project will demolish the failed 4 MG concrete tank and replace it with a 4 MG st | 5100000 | 2010-01-01 | 3 | Mendocino District | Replacement of Failed 4MG A-Tank
2810003 | 010 | NAPA, CITY OF | M | 0 | C | 79959 | The City of Napa's water system is broken down into five pressure zones. Of these pressure zones, two are served by gravity tanks and supported by pressure regulators. There are twelve regulators, each with two meters to move water from the main pressure | This project will include the installation of pressure gauges on each side of the pressure regulators, remote valve operation installed for each meter at each regulator, and remote monitoring on the City's SCADA system. This project incorporates all 12 p | 800000 | 2010-01-01 | 3 | Mendocino District | Pressure Regulator Monitoring Improvements
2810003 | 011 | NAPA, CITY OF | M | 0 | C | 79959 | The Silverado region of the City of Napa's water service area contains three pressure zones due to the nature of the steep hillsides and rapid increases in elevation of the distribution system. The majority of this water infrastucture was designed and in | This project will shift homes impacted by the low pressure areas into a higher pressure zone. This work includes the installation of approximately 7,000-ft of new 12" water main along the main access road. This water main will facilitate better system fl | 1400000 | 2010-01-01 | 3 | Mendocino District | Silverado Area Pressure Zone Modifications
2810003 | 013 | NAPA, CITY OF | M | 0 | C | 79959 | From the 1960's through the 1980's, ductile iron pipe and copper services were installed throughout the City of Napa (City). In 2002 water mains that were only 30 years old started to fail in the Browns Valley region of the City. When crews repairded th | Our corrosion specialist has devised two basic options that would ensure protection of the existing pipe and avoid total pipe replacement. One of the options is to dig up each section of pipeline and bond each section together with anodes (which would co | 1500000 | 2010-01-01 | 3 | Mendocino District | Browns Valley Corrosion Protection Project
3610037 | 010 | REDLANDS CITY MUD-WATER DIV | M | 0 | C | 80000 | City of Redlands’s Country Club reservoir number 1, was constructed in 1924 in a residential neighborhood in the city and has a storage capacity of 1.0 million gallons. The partially buried potable water reservoir has an outside diameter of approximately | City of Redlands’s Country Club reservoir number 1, was constructed in 1924 in a residential neighborhood in the city and has a storage capacity of 1.0 million gallons. The partially buried potable water reservoir has an outside diameter of approximately | 1800000 | 2010-01-01 | 13 | San Bernardino District | Country Club Reservoir #1 Upgrade
3010003 | 001 | CITY OF BUENA PARK | M | 0 | C | 82450 | The City of Buena Park (City) currently has no emergency interties. The City's 2005 Water Master Plan Study recommended that several be installed. The proposed intertie between the City and Anaheim water systems would be a two-way emergency only interco | Buena Park would connect an existing 12" water main to an underground connection facility in a secured vault at one of several possible locations. The City of Anaheim would do likewise. The interconnection facility will include components such as contro | 300000 | 2010-01-01 | 8 | Santa Ana District | Emergency Intertie Between City of Buena Park and Anaheim
4210004 | 013 | GOLETA WATER DISRICT | M | 0 | C | 84000 | San Ricardo well was last used for production purposes in 1991 during a severe drought. The well has sat idle since then and is now in need of major repairs. The well pump and motor were recently tested with an overall efficiency of 2.5%, so the pump and | Rehabilitate the existing well for Aquifer Storage and Production (ASR). Clean existing well bore. Test for well production and injection capacities. Install new - well pump/motor, pump column, injection piping, electrical motor control center, filter und | 600000 | 2010-01-01 | 6 | Santa Barbara District | San Ricardo Well ASR Rehab
4210004 | 014 | GOLETA WATER DISRICT | M | 0 | C | 84000 | During warm weather, high water demand periods or when either water system treatment plant is offline for maintenance purposes, moving water from one system to another is currently very restricted to a maximum of 1600 gpm in either direction. Both water s | Install new water system interconnection including: New concrete interconnect enclosure, two booster pumps, pressure and flow control valves, shutoff valves, metering equipment, associated piping into interconnect enclosure, approximately 800 feet of 20 i | 500000 | 2010-01-01 | 6 | Santa Barbara District | GWD-City of SB Sterret Interconnect
1910146 | 007 | SANTA MONICA-CITY, WATER DIVISION | M | 0 | C | 84184 | Existing mains are cast iron pipe and were installed in approximately 1920. Repeated main breaks indicate pipes are at the end of their useful life. Mains are undersized to meet present day domestic and fire flow demands. | The project entails three main replacement projects in two streets. The project groups the streets into one project for geographic proximity and cost efficiency. Twelfth Court - replace 688 l.f. of 6"CIP with 8" DIP. Euclid Court - replace 2100 l.f. of | 1100634 | 2010-01-01 | 16 | Central District | Euclid Court and 12th Court Main Line Replacement
1910146 | 008 | SANTA MONICA-CITY, WATER DIVISION | M | 0 | C | 84184 | Existing mains are cast iron pipe and were installed in approximately 1920. Repeated main breaks indicate pipes are at their end of useful life. Mains are undersized to meet present day domestic and fire flow demands. | This project entails replacement of mains in three streets. The project groups three streets into one project for geographic proximity and cost efficiency. Tenth Court - replace 1570 l.f. of 6" CIP with 8" DIP. Eleventh Court - replace 1355 l.f. of 6" C | 748603 | 2010-01-01 | 16 | Central District | 10th Court, 11th Court and Marguerita Avenue
1910146 | 009 | SANTA MONICA-CITY, WATER DIVISION | M | 0 | C | 84184 | Existing main is 8" cast iron pipe installed approximately 1920. Repeated breaks indicate pipe is at the end of its useful life. This main is located in a high value commercial district. The existing pipe is undersized to meet present day domestic and | Replace 2120 l.f. of 8" CIP with 12" DIP. Project includes replacement of all domestic and fire protection services. The project is located in a high density office/professional/commercial/residential area with adjacent underground garage parking for al | 1584700 | 2010-01-01 | 16 | Central District | Third Court Water Main Replacement
5610023 | 003 | VENTURA WWD NO. 8 - SIMI VALLEY | M | 0 | C | 86000 | The City of Simi Valley, Ventura County Waterworks District No. 8 (District) operates the 1172 Zone and the 1330 Zone to supply water to a portion of the City of Simi Valley. Water facilities for the 1172 Zone include the Mellow Lane Tank, which is defic | The 1330 / 1172 Zone Interconnection consists of construction of approximately 1,000 feet of 8-inch water line and a pressure reducing station to connect the 1330 Zone with the 1172 Zone. The pressure reducing station will include monitoring and control | 300000 | 2010-01-01 | 6 | Santa Barbara District | 1330 / 1172 Interzone Connection
5610023 | 004 | VENTURA WWD NO. 8 - SIMI VALLEY | M | 0 | C | 86000 | The City of Simi Valley, Ventura County Waterworks District No. 8 (District) operates and maintains more than 40 water storage tanks, ranging in capacity from 20,000 gallons to 5,000,000 gallons, throughout its service area including portions of the City | The project consists of the installation of Solar Bee Water Circulation Systems (or equivalent systems) in the following District water storage tanks:a) Walnut Tank No. 1b) Walnut Tank No. 2c) Stow Street Tank No. 1d) Stow Street Tank No. 2e) Stow St | 800000 | 2010-01-01 | 6 | Santa Barbara District | Water Storage Mixing Systems
5610023 | 005 | VENTURA WWD NO. 8 - SIMI VALLEY | M | 0 | C | 86000 | The City of Simi Valley, Ventura County Waterworks District No. 8 (District) operates a number of pump stations that supply water to various areas with distribution systems that have marginal water storage capacity and are potentially deficient in relabil | The project consists of the installation of one emergency generator, driven by natural gas or propane, at the following facilities:a) Oak Knolls Pump Stationb) Station No. 2 Pump Stationc) Station No. 3 Pump Stationd) Alta Vista Pump Statione) Cotto | 720000 | 2010-01-01 | 6 | Santa Barbara District | Emergency Generators for Select Pump Stations
4310020 | 001 | CITY OF SAN JOSE - EVERGREEN/EDENVALE | M | 0 | C | 88196 | Aging infrastructure and deteriorating steel mains resulting in increased main breaks and decreased system reliability | Replace existing steel mains with approximately 1,500 feet of ductile iron pipe and reconnect customers. | 660000 | 2010-01-01 | 17 | Santa Clara District | Timberline Drive Main Replacement
4310020 | 002 | CITY OF SAN JOSE - EVERGREEN/EDENVALE | M | 0 | C | 88196 | A small service area is supplied soley by ground water. During drought years, the water supply may decrease or become unavailable. Drilling of additional wells has not produced favorable results. | Connect the small service area to a larger service area with both groundwater and treated water supplies to increase system reliability. Project includes approximately 3000 feet of pipe and a new pump station. | 118000 | 2010-01-01 | 17 | Santa Clara District | Aborn Pump Station, Alessandro/Aborn
4310020 | 003 | CITY OF SAN JOSE - EVERGREEN/EDENVALE | M | 0 | C | 88196 | A small service area is supplied soley by ground water. During drought years, the water supply may decrease or become unavailable. Drilling of additional wells has not produced favorable results. | Connect the small service area to a larger service area with both groundwater and treated water supplies to increase system reliability. Project includes approximately 3000 feet of pipe and a new pump station. | 5000000 | 2010-01-01 | 17 | Santa Clara District | Dove Road Water Pipeline
4310020 | 004 | CITY OF SAN JOSE - EVERGREEN/EDENVALE | M | 0 | C | 88196 | Aging infrastructure and deteriorating steel water mains resulting in increased water main breaks and decreased system reliability | Replace existing steel water mains with approximately 2,500 feet of ductile iron pipe and reconnect customers. | 1265000 | 2010-01-01 | 17 | Santa Clara District | Peppermint Drive Main Replacement
4310020 | 005 | CITY OF SAN JOSE - EVERGREEN/EDENVALE | M | 0 | C | 88196 | Aging infrastructure and deteriorating steel water mains resulting in increased water main breaks and decreased system reliability | Replace existing steel water mains with approximately 2,500 feet of ductile iron pipe and reconnect customers. | 1300000 | 2010-01-01 | 17 | Santa Clara District | Gumdrop Drive Main Replacement
4310020 | 006 | CITY OF SAN JOSE - EVERGREEN/EDENVALE | M | 0 | C | 88196 | Aging infrastructure and current piping configurations may result in increased main breaks and failure during siesmic events | Modify and upgrade existing piping at pump station and reservoir facility, including the installation of siesmic retrofits. | 1030000 | 2010-01-01 | 17 | Santa Clara District | Villa Vista Pump Station and Tank Infrastructure Upgrades
4310020 | 007 | CITY OF SAN JOSE - EVERGREEN/EDENVALE | M | 0 | C | 88196 | Aging infrastructure and deteriorating steel mains resulting in increased main breaks and decreased system reliability | Replace existing steel mains with approximately 1,500 feet of ductile iron pipe and reconnect customers. | 795000 | 2010-01-01 | 17 | Santa Clara District | Partridge Drive Main Replacement
4310020 | 008 | CITY OF SAN JOSE - EVERGREEN/EDENVALE | M | 0 | C | 88196 | Aging infrastructure and deteriorating steel mains resulting in increased main breaks and decreased system reliability | Replace existing steel mains with approximately 1500 feet of ductile iron pipe and reconnect customers. | 800000 | 2010-01-01 | 17 | Santa Clara District | Elkins Way Main Replacement
4310020 | 009 | CITY OF SAN JOSE - EVERGREEN/EDENVALE | M | 0 | C | 88196 | Edenvale Reservoir is 27 years old and requires repainting the steel tank interior. Since the reservoir is the only source of water for the Edenvale water service area, substantial planning for a temporay alternate source of supply will need to be undert | Drain and repaint the 3.0 million gallon Edenvale reservoir. Establish an alternate supply using temporary storage tanks and modifying pumping controls. Installation of seismic retrofits to the piping system. | 2000000 | 2010-01-01 | 17 | Santa Clara District | Edenvale Reservoir Rehabiliation
4310020 | 010 | CITY OF SAN JOSE - EVERGREEN/EDENVALE | M | 0 | C | 88196 | Aging infrastructure and deteriorating steel water mains resulting in increased water main breaks and decreased system reliability | Replace existing steel water mains with approximately 1,500 feet of ductile iron pipe and reconnect customers. | 900000 | 2010-01-01 | 17 | Santa Clara District | Castleton Drive Main Replacement
4310020 | 011 | CITY OF SAN JOSE - EVERGREEN/EDENVALE | M | 0 | C | 88196 | San Jose Municipal Water has 32 remote pump station sites. The sites pump drinking water into the water system. The sites are un-manned, and remotely operated. The sites are only monitored physically once a week. San Jose Municipal Water would like to mon | Contract to purchase and install a video survelliance system. Contractors will install video cameras, wiring and software for 32 pump station sites. Connections would be made at Operations Headquarters using the existing SCADA radio system. The video sys | 450000 | 2010-01-01 | 17 | Santa Clara District | Video Survellance System For Pump Stations
4310020 | 012 | CITY OF SAN JOSE - EVERGREEN/EDENVALE | M | 0 | C | 88196 | Aging infrastructure and deteriorating steel water mains resulting in increased water main breaks and decreased system reliability causing health and safety problems to the public. | Replace existing steel water mains with approximately 2,000 feet of ductile iron pipe and reconnect customers. | 1000000 | 2010-01-01 | 17 | Santa Clara District | Bonbon Drive Main Replacement
4810003 | 001 | CITY OF FAIRFIELD | M | 0 | C | 100147 | As part of its water system planning in the 1980’s, the City of Fairfield, California, identified the existing single 36-inch pipeline crossing of Suisun Valley from the central city to its Cordelia area as a fundamental weakness of the water system. Fai | The ambitious East-West Water Transmission Pipeline (Project) was developed to address both of the previously described service and supply problems. The Project was originally planned in two large, distinct portions, including about 2.5 miles of 30-inch | 1200000 | 2010-01-01 | 4 | San Francisco District | East-West Water Transmission Pipeline, Easterly Segment 6B
3710037 | 009 | PADRE DAM MWD | M | 0 | C | 100509 | Replace a portion of damaged steel transmission main in the Eastern Service area. Additionally, installing additional isolation valves so smaller number of customers will be affected if a problem exists with the water distribution system. | This project is the second phase of a project designed to provide greater operational flexibility of Padre Dam MWD’s steel transmission mains through the installation of isolation valves. The scope of the Phase 2 project has been expanded to not only inc | 750000 | 2010-01-01 | 14 | San Diego District | Alpine Blvd. Valve and Main Modifications, Phase 2
3710037 | 010 | PADRE DAM MWD | M | 0 | C | 100509 | Over 500 customers living in Padre Dam's mountainous Eastern Service Area (ESA) lost their homes in 2003 to the Cedar Fire. Serving the ESA involves a 2000 foot elevation gain and pump stations are critical for providing water and for firefighting.Follow | This project will provide a new emergency generator at the Rios Canyon Pump Station. Following the devastating Cedar Fire in 2003, the District fast-tracked a strategy of redundancy and reliability for the Eastern Service Area. Currently the ESA is serv | 800000 | 2010-01-01 | 14 | San Diego District | Rios Canyon Pump Station Emergency Generator
3710037 | 011 | PADRE DAM MWD | M | 0 | C | 100509 | Over 500 customers living in Padre Dam's mountainous Eastern Service Area (ESA) lost their homes in 2003 to the Cedar Fire. Serving the ESA involves a 2000 foot elevation gain and pump stations are critical for providing water and for firefighting.Follow | This project will provide a new emergency generator at the Flinn Springs Pump Station. Following the devastating Cedar Fire in 2003, the District fast-tracked a strategy of redundancy and reliability for the Eastern Service Area. Currently the ESA is se | 1300000 | 2010-01-01 | 14 | San Diego District | Flinn Springs Pump Station Emergency Generator Project
3710037 | 014 | PADRE DAM MWD | M | 0 | C | 100509 | Over 500 customers in Padre Dam's Eastern Service Area (ESA) lost their homes to the Cedar Fire in 2003. The ESA is devastated by fire approximately every 30 years; San Diego County experienced extensive wildfires again in 2007; and, climate change studie | As part of the East County Regional Treated Water Improvement Program (ECRTWIP), a comprehensive program of capital improvements and usage guarantees involving the PDMWD, San Diego County Water Authority (SDCWA), Helix Water District, Otay Water District, | 18000000 | 2010-01-01 | 14 | San Diego District | ESA Secondary Connection Project
3710037 | 015 | PADRE DAM MWD | M | 0 | C | 100509 | Padre Dam's water distribution system serves 85 square miles and includes 24 reservoir tanks. Mountain Top Reservoir is a partial buried concrete reservoir with a decaying roof system (timber frame). The roof was repaired on an interim basis after it fai | In 1996, the Department of Health Services (DOHS) inspected the District’s reservoirs, pump stations, and general system operations. The DOHS concluded that although the District has a well-operated and maintained water system, the roofing structures on | 6500000 | 2010-01-01 | 14 | San Diego District | Five Reservoir Retrofit Program, Phase 2 - Mt. Top & East Victoria
3710037 | 016 | PADRE DAM MWD | M | 0 | C | 100509 | Chocolate Summit Reservoir is partial buried concrete reservoir with a decaying roof system (timber frame). Roof system had an interim repair after it failed 10 years ago and was under CDPH directive to repair to ensure water quality is adequately protec | In 1996, the Department of Health Services (DOHS) inspected the District’s reservoirs, pump stations, and general system operations. The DOHS concluded that although the District has a well-operated and maintained water system, the roofing structures on | 2500000 | 2010-01-01 | 14 | San Diego District | Five Reservoir Retrofit Program - Phase 1 (Chocolate Summit)
3710037 | 017 | PADRE DAM MWD | M | 0 | C | 100509 | Over 500 customers in Padre Dam's mountainous Eastern Service Area (ESA) lost their homes to the Cedar Fire in 2003. Serving the ESA involves a 2000 foot elevation gain and pump stations are essential to providing water and to firefighting. Following the | This project will provide a new emergency generator at the Alpine Pump Station. Following the devastating Cedar Fire in 2003, the District fast-tracked a strategy of redundancy and reliability for the Eastern Service Area. Currently the ESA is served by | 500000 | 2010-01-01 | 14 | San Diego District | Alpine Pump Station - Emergency Generator
3710037 | 018 | PADRE DAM MWD | M | 0 | C | 100509 | Padre Dam's water distribution system serves 85 square miles and includes 24 reservoir tanks. The West Victoria Reservoir and Blossom Valley Reservoir are both partially buried concrete tanks with decaying roof systems (timber frame). The roof system on | In 1996, the Department of Health Services (DOHS) inspected the District’s reservoirs, pump stations, and general system operations. The DOHS concluded that although the District has a well-operated and maintained water system, the roofing structures on | 6500000 | 2010-01-01 | 14 | San Diego District | 5 Reservoir Retrofit Project, Phase 3
4110013 | 002 | CITY OF DALY CITY | M | 0 | C | 103000 | To address needed fire flow improvements identified in the City's Water System Master Plan Study performed by Brown and Caldwell | Water Master Plan Projects:THE REPLACEMENT ONE AND A HALF AND SIX INCH MAINS WITH 2,000 FEET OF 12” D.I. WATER MAIN ON SCHWERIN AT MARTIN TO GENEVA | 720000 | 2010-01-01 | 17 | Santa Clara District | Schwerin Street Water Main Improvments
4110013 | 003 | CITY OF DALY CITY | M | 0 | C | 103000 | To address needed fire flow improvements identified in the City's Water System Master Plan Study performed by Brown and Caldwell | Water Master Plan Project:THE REPLACEMENT OF 2,000 FT. of 4 and 8 inch with 12” D.I. WATER MAIN ON RIO VERDE (MARTIN TO GENEVA) | 750000 | 2010-01-01 | 17 | Santa Clara District | Rio Verde Water Main Improvement Project
4110013 | 004 | CITY OF DALY CITY | M | 0 | C | 103000 | To address needed fire flow improvements identified in the City's Water System Master Plan Study performed by Brown and Caldwell | Water Sytem Master Plan Projects:”Z-1” REPLACEMENT OF 1,100 FT OF 6 INCH PIPE WITH 16” D.I WATER MAIN ON SHIPLEY (NELSON TO KING) “Z-2” REPLACEMENT OF 1,500 FT OF 8 INCH PIPE WITH 16” D.I. WATER MAIN ON KING (SHIPLEY TO VERDU | 1375000 | 2010-01-01 | 17 | Santa Clara District | Shipley/King Water Main Improvement Project
4110013 | 005 | CITY OF DALY CITY | M | 0 | C | 103000 | To address needed fire flow improvements identified in the City's Water System Master Plan Study performed by Brown and Caldwell | Water System Master Plan Project - "T-d and T-c"Replace 6 inch with 700 feet of 12 inch DI water main on Sylvan (Hillside to Chester)Replace 6 and 8 inch with 1,600 feet of 12 inch DI water main on Chester (Sylvan to Orange) | 600000 | 2010-01-01 | 17 | Santa Clara District | Chester/Sylvan Street Water Main Improvement Project
4110013 | 006 | CITY OF DALY CITY | M | 0 | C | 103000 | To address needed fire flow improvements identified by the City's Engineering Divsion | Consists of the replacement of an existing 10-inch Asbestos Concrete (AC) and 4-inch Cast Iron (CI) water mains with a new 12-inch Ductile Iron Pipe (DIP) water main along John Daly Boulevard from Knowles Avenue to Mission Street, approximately 190 feet. | 1000000 | 2010-01-01 | 17 | Santa Clara District | Mission Street - Top of the Hill
4110013 | 007 | CITY OF DALY CITY | M | 0 | C | 103000 | To address needed fire flow improvements identified in the City's Water System Master Plan Study performed by Brown and Calwell | Water Master Plan Projects"T-a" Replace 700 ft of 6 and 8 inch pipe with 12" DI Pipe on County St. (East Market to Valley St.)"T-b" Replace 1,200 ft of 2, 4, 6 and 8 inch pipe with 12 DI pipe on Valley St. (County to Hillside)"T-c" Replace 700 ft of 6 and | 1650000 | 2010-01-01 | 17 | Santa Clara District | County/Valley/Hillside Water Main Improvement
3810010 | 002 | SAN FRANCISCO INT L. AIRPORT | M | 0 | C | 103423 | No storage or backup water supply. San Francisco Water Dept. unable to send us water. | Clean and refurbish a fire protection storage tank for ise in an emergency as a potable water source. | 250000 | 2002-01-01 | 4 | San Francisco District | Refurbish water tank (2001)
4310012 | 002 | CITY OF SANTA CLARA | M | 0 | C | 105831 | City needs automated shutoff valves at seven existing reservoirs and needs ground motion sensors and motorized valves. | Purchase and install ground motion sensors and motor activated valves at seven tank outlets. This will include ancillary pipe reconstruction and SCADA expansion. | 1050000 | 1998-01-01 | 17 | Santa Clara District
4310012 | 004 | CITY OF SANTA CLARA | M | 0 | C | 105831 | The Walsh tank is located in an extremely high risk seismic hazard area. A seismic vulnerability study, completed by G&E Engineering (2005) has identified major seismic vulnerabilities. The conclusion of the study is that the Walsh tank has major struct | Demolition and removal of existing 500,000 gallon steel elevated tank and reconstruction of a new 500,000 gallon steel fluted pedestal tank, including foundation, painting, piping, accessories, etc., to be known as the "Walsh Avenue Elevated Tank" for the | 3200000 | 2010-01-01 | 17 | Santa Clara District | Walsh Elevated Tank Replacement Project
5610017 | 010 | VENTURA WATER DEPARTMENT | M | 0 | C | 107490 | Eastside of city has insufficient water supply,treatment reliability & redundant capabilities. Water Outages caused by operational difficulties and/or limited fire supply could occur resulting in Total Coliform Rule violations. | Design and construct, new Saticoy well #3, connect pipelines, upgrade and expand existing Saticoy Fe & Mn TP from 4 MGD to 8 MGD. | 4735000 | 2003-01-01 | 6 | Santa Barbara District
5610017 | 011 | VENTURA WATER DEPARTMENT | M | 0 | C | 107490 | City's primary source, Ventura River water supply needs to be better utilized on the eastside of city. Large transmission mains do not exist to move water east to west and is operating vary inefficiently. | Design and Construct 8,400 linear feet of 18-inch diameter water transmission pipeline from Main/Callens Road to Telephone/Victoria Ave. Connect existing 18-inch 330 pipeline to existing 30-inch 330 mainline. | 1818000 | 2003-01-01 | 6 | Santa Barbara District
5610017 | 012 | VENTURA WATER DEPARTMENT | M | 0 | C | 107490 | The 2009 Water Master Plan recommends replacement of 19,000 feet of undersized and deteriorating 4-inch and 6-inch cast iron waterlines in the Lincoln Drive neighborhood area that are over 50 years old, have fireflow defeciences, are experiencing numerous | The project includes the replacement of about 19,000 feet of 4-inch and 6-inch cast iron pipelines with 8-inch AWWA C900 PVC pipelines in the Lincoln Drive Neighborhood area. This project also includes the replacement of a dedicated 12-inch trasmission | 4800000 | 2010-01-01 | 6 | Santa Barbara District | Waterline Replacement - Lincoln Drive Neighborhood
5610017 | 013 | VENTURA WATER DEPARTMENT | M | 0 | C | 107490 | The water system began using chloramination for the disinfection of its potable water in December 2002. Although the use of chloramination has improved water quality, it has created nitrification concerns due to the lack of adequate mixing in the large wa | The Preliminary Design Report for Water Storage Circulation Improvements (Project) indicated that the SolarBee mixing technology has the lowest maintenance and operating cost, is clog free, is equiped with solar panels and a chlorine injection system.The | 400000 | 2010-01-01 | 6 | Santa Barbara District | Water Storage Tank Circulation Improvements
0910001 | 026 | EL DORADO ID - MAIN | M | 0 | C | 112000 | The Draft 2008 Compliance Inspection Findings (PWS # 0910001) state: "During the 2008 inspection it was noted that the Rancho del Sol tank was in such a state of disrepair that it appeared to be structurally unsound" "EID should abandon or replace these t | Replace the existing 60,000 gallon tank with a new 300,000 gallon tank. The storage is being increased per the District's Storage Evaluation for Potable Water System Report, dated 6/11/02. | 850000 | 2010-01-01 | 9 | Sacramento District | Rancho Del Sol Tank Replacement
0910001 | 027 | EL DORADO ID - MAIN | M | 0 | C | 112000 | DPH Compliance Order No. 01-09-98-ORD-001, System 0910001, dated August 2002.System has experienced storage and pressure problems due to inadequate storage volume of potable water in service area to provide equalization, emergency and fire storage as defi | Construction of a new 2.6 MG treated water storage tank to provide adequate emergency and fire storage for the service area. Plans and Specifications are complete and ready for immediate competitive bidding for construction.Additional storage also will a | 2800000 | 2010-01-01 | 9 | Sacramento District | Promontory Water Storage Tank
0910001 | 028 | EL DORADO ID - MAIN | M | 0 | C | 112000 | Project 184 contains 22 miles of canals, flumes, tunnels and siphons that were orignally constructed in the 1800's. Project 184 delivers drinking water to Forebay Reservoir in Pollock Pines. The project also includes a 21 megawatt powerhouse. Many of t | To provide reliable delivery of drinking water to the community of Pollock Pines, Flume 51 must be replaced. Replacement of 600 feet of wooden flume with new concrete flume sections and shotcrete of the canal section between Flume 50 and 51 will provide | 4200000 | 2010-01-01 | 9 | Sacramento District | Flume 51 Replacement
0910001 | 030 | EL DORADO ID - MAIN | M | 0 | C | 112000 | A number of water customers who reside at the upper elevations of the Highland View Subdivision in El Dorado Hills experience low-pressure events during peak demand periods during late spring, summer, and early fall. | The low pressures experienced by customers in the upper elevations of the Highland View Subdivision will be eliminated by constructing approximately 800 linear feet of 8-inch waterline to incorporate this area of the Highland Hills Subdivision into adjace | 100000 | 2010-01-01 | 9 | Sacramento District | Appian Way Waterline
1910213 | 004 | TORRANCE-CITY, WATER DEPT. | M | 0 | C | 113136 | WW standards defect. Old water mains are in need of replacement. | Institute a phased pipeline improvement program to replace pipelines having a history of frequent breaks, are beyond their useful life or are failing due to other external factors such as ccorrosive soils. Project involves: Design, and Construction | 13208000 | 1998-01-01 | 22 | Angeles District | Pipeline replacement project
1910213 | 006 | TORRANCE-CITY, WATER DEPT. | M | 0 | C | 113136 | This project is to prevent nitrification in the two City reservoirs, the Ben Haggott Reservoir (10 mil gal) and the Walteria Reservoir (18 mil gal). If water is allowed to to accumulate in the reservoirs, nitrification occurs in the reservoirs and the dis | This project is to install piping and valves on transmission mains and inside the reservoirs:i) to convert the Ben Haggott and the Walteria reservoirs from end-of-pipe reservoirs to in-line reservoirsii) to allow water to circulate in the reservoirs thus | 2500000 | 2010-01-01 | 22 | Angeles District | Walteria and Ben Haggott Reservoirs nitrification and rehabilitation project
4810007 | 004 | CITY OF VALLEJO | M | 0 | C | 125000 | This project will address issues with reduced water pressure which could result in potential backflow within the system. In addition, the Grid Pump Station is composed of seven large natural gas engines which are old and inefficient. These gas engines | This project will allow the City to more consistently supply adequate pressure to one-half of the City and provide opportunities for the water system to reduce energy consumption at the Fleming Hill Pump Station by elimination of the pressure regulators, | 1400000 | 2010-01-01 | 4 | San Francisco District | Fleming Hill Grid Pump Station Renovation and Bypass Project
4810007 | 005 | CITY OF VALLEJO | M | 0 | C | 125000 | The old pump station the project intends to replace currently draws its suction from the Swanzy Reservoir, a water reservoir in South Vallejo. The reservoir has wooden walls and an old roof that needs replacement. The frame supporting the roof structure | The project involves the construction of a new pump station at Hollywood Street near Magazine Street near the existing old pump Magazine Street Pump Station.The project will consist of three (3) 60 Horse Power vertical pumps that pump to the Glen Cove 400 | 1400000 | 2010-01-01 | 4 | San Francisco District | Hollywood Street 400 & 292 Zones Pump Station
4310014 | 002 | CITY OF SUNNYVALE | M | 0 | C | 133751 | Reliability of the City of Sunnyvale's water distribution system depends upon the City's wells as alternate sources of supply if disruption of water delivery occurs from the two wholesale suppliers (Santa Clara Valley Water District and San Francisco Publ | The City of Sunnyvale Well Connections to Transmission Mains Project will provide funding to connect the Raynor and Ortega Wells to the transmission water main that is connected to the Santa Clara Valley Water District's (SCVWD) water system. This will g | 1130000 | 2010-01-01 | 17 | Santa Clara District | City of Sunnyvale Well Connections to Transmission Mains
4310014 | 003 | CITY OF SUNNYVALE | M | 0 | C | 133751 | The Supervisory Control and Data Acquisition (SCADA) system provides operators with remote control and monitoring of the water, sewer and storm stations, and it also provides information on water pressure, flow and tank levels. A Vulnerability Assessment | This project involves replacing the (SCADA) system hardware and software at 37 sites. Staff estimates that SCADA's life expectancy is around 15 years. After that time, the software system only will need to be upgraded. | 770000 | 2010-01-01 | 17 | Santa Clara District | Replacement of Supervisory Control and Data Acquisition System
4310014 | 004 | CITY OF SUNNYVALE | M | 0 | C | 133751 | The City of Sunnyvale needs funds to rehabilitate and provide corrosion protection for four Air Floatation Tanks at the Water Pollution Control Plant (WPCP) which are steel and concrete structures. Air floatation tanks are used to remove the algae that g | This project includes repair/replacement of the steel and mechanical portion of this structure, repair and/or replacement of the influent gates and coating of the concrete walls, extending their useful life for approximately 15-20 years. Condition assessm | 2923000 | 2010-01-01 | 17 | Santa Clara District | Air Flotation Tanks Rehabilitation
4310014 | 005 | CITY OF SUNNYVALE | M | 0 | C | 133751 | The Wolfe/Evelyn water plant was built in 1959, and all the current equipment is original. Replacement of parts is currently very costly due to obsolescence of the pump. The electrical panels are sub-standard and in need of replacement. The Wolfe/Evelyn p | The project will upgrade the mechanical and electrical systems at the Wolfe/Evelyn water plant in order to better serve the City's needs. This project involves replacing booster pumps and regulating valves, motors, motor control center, and booster room u | 1066505 | 2010-01-01 | 17 | Santa Clara District | Wolfe/Evelyn Water Plant Mechanical Reconstruction
4310014 | 006 | CITY OF SUNNYVALE | M | 0 | C | 133751 | The project replaces old components and updates them so that they can be remote-controlled by the City's SCADA system. This will increase system efficiency and help during emergencies, by allowing staff to react more quickly to isolate possible problem p | This project provides for the replacement of pressure reducing valves, gate valves, control valves and vaults, and for the installation of magnetic meters at six connections to the Hetch-Hetchy water supply pipeline. Most valves to be replaced are 8" to 1 | 527645 | 2010-01-01 | 17 | Santa Clara District | Equipment Replacement at Hetch-Hetchy Connections
4310014 | 007 | CITY OF SUNNYVALE | M | 0 | C | 133751 | The integrity of the City's water supply system is critical to protect public health, enhance sanitation, prevent environmental pollution and provide fire suppression. The success of these goals is dependent on the maintenance and eventual replacement of | This project replaces aged and damaged water lines. There is over 300 miles of underground water transmission and distribution lines in the City, varying from 4” to 30” in diameter, with many different material compositions (Asbestos Concrete, Cast Iron, | 2003466 | 2010-01-01 | 17 | Santa Clara District | City-Wide Water Line Replacement
4310014 | 008 | CITY OF SUNNYVALE | M | 0 | C | 133751 | This project involves cleaning the inside of all City-owned water tanks and effecting minor repairs, as needed. There are six large tanks and the tanks have been must be placed on a cleaning schedule, per Department of Public Health recommendation to mai | This portion of the project provides for the interior cleaning of large water tanks at the Wright and San Lucar plants and 5 small tanks at the Central and Hamilton plants. | 84000 | 2010-01-01 | 17 | Santa Clara District | Cleaning of Water Tanks
3310038 | 001 | RANCHO CALIFORNIA WATER DISTRICT | M | 0 | C | 133859 | RCWD identified the Vail Lake Water Storage Pipeline project through its integrated resource planning efforts as a partial means to maintain water supply reliability through 2050 while reducing pressure on imported water sources, the Bay-Delta and Colora | The Vail Lake Water Storage Pipeline will help meet regional and local water demands through 2050. The proposed conjunctive use project will improve water supply reliability for southwestern Riverside County and reduce imported water costs by storing impo | 28000000 | 2010-01-01 | 20 | Riverside District | Vail Lake Water Storage Pipeline
3310038 | 002 | RANCHO CALIFORNIA WATER DISTRICT | M | 0 | C | 133859 | RCWD cannot meet Air Quality Management District Rule 1110.2 engine emission requirements at two of its pumping facilities, Ace Bowen Pump Station and East Bluff Pump Station. Concentration limits effective July 1, 2010 apply to the engines at the Ace Bow | The Natural Gas Clean Engine Conversion Project will replace six existing natural gas engines at the Ace Bowen Pump Station and six existing natural gas engines at the East Bluff Pump Station with AQMD Rule 1110.2 compliant natural gas engines. AQMD Rule | 10000000 | 2010-01-01 | 20 | Riverside District | Natural Gas Clean Engine Conversion
1910205 | 001 | SUBURBAN WATER SYSTEMS-SAN JOSE F | M | 0 | C | 134996 | WELL 105 W-1 HAD RE-OCCURING COLIFORM PROBLEM AND WAS SHUT DOWN FOR TREATMENT. DURING TREATMENT, THE NITRATE LEVEL HAD DEVELOPED TO THE MCL LEVEL. | DRILL A 2000 GPM REPLACEMENT WELL | 975000 | 1998-01-01 | 7 | Hollywood District | Replacement well for 105
1910205 | 002 | SUBURBAN WATER SYSTEMS-SAN JOSE F | M | 0 | C | 134996 | 2 OUT OF 3 WELLS IN 660 ZONE ARE SHUT DOWN DUE TO WATER QUALITY CONCERNS. REPLACEMENT WELL IS NEEDED TO PREVENT WATER SHORTAGES. | DRILL A 3500 GPM WELL TO REPLACE LOST CAPACITY | 990000 | 1999-01-01 | 7 | Hollywood District | Replacement 23ll in Zone 660
1910205 | 006 | SUBURBAN WATER SYSTEMS-SAN JOSE F | M | 0 | C | 134996 | PHASE 1 OF 2: RESERVOIR 130 AND 141 ARE AT THE END OF THEIR USEFUL LIFE AND HAVE STRUCTURAL AND SANITARY CONCERNS. | PHASE 1 OF 2: DEMOLITION AND GRADING | 700000 | 2000-01-01 | 7 | Hollywood District | Reservoir 130 and 141 demolition
1910205 | 007 | SUBURBAN WATER SYSTEMS-SAN JOSE F | M | 0 | C | 134996 | PHASE 2 OF 2: RESERVOIR 130 AND 141 ARE AT THE END OF THEIR USEFUL LIFE AND HAVE STRUCTURAL AND SANITARY CONCERNS. | PHASE 2 OF 2: CONSTRUCTION AND SITE WORK | 900000 | 2001-01-01 | 7 | Hollywood District | Reservoir 130 and 141 replacement
3010027 | 006 | CITY OF ORANGE | M | 0 | C | 138640 | The City of Orange water system currently consists of 16 reservoirs ranging from 0.5 MG to 5.0 MG (million gallons) in capacity. Most of these reservoirs were constructed in the 1970’s and were not seismically met the current UBC. As a result, the Water | Up to this year, 5 of the 16 reservoirs had been seismically retrofitted to enhance the ability to absorb seismic forces and movements. The City of Orange Water Division’s goal is to upgrade the remaining 11 reservoirs in the next 2-3 years. By complete | 400000 | 2009-01-01 | 8 | Santa Ana District | Reservoir Seismic Retroffing
0110006 | 041 | CITY OF HAYWARD | M | 0 | C | 146398 | Vulnerability to damage from seismic events | Make miscellaneous seismic improvements on the existing water system. | 500000 | 2004-01-01 | 4 | San Francisco District | Seismic retrofits (2004)
0110006 | 045 | CITY OF HAYWARD | M | 0 | C | 146398 | improve fire suppression capacity in 330 pressure zone | Install 5,200 LF of new 12" water lines and a new Pressure Regulating Station | 1205000 | 2004-01-01 | 4 | San Francisco District | Transmission main improvements (2004)
3310037 | 002 | CORONA, CITY OF | M | 0 | C | 150253 | Due to expecting state cutbacks on water supply from Metropolitan Water District, the City of Corona Department of Water and Power (Corona) and Western Municipal Water District (WMWD) are working together to utilize local groundwater resources. In order | This interconnection consists of connecting a portion of the City of Corona (Corona) water system with a portion Western Municipal Water District (WMWD’s) water system. The main purpose of the project is to allow both water agencies to supply water to on | 520000 | 2010-01-01 | 20 | Riverside District | Regional Drought Mitigation Interconnection with WMWD’s Arlington Desalter
3310037 | 003 | CORONA, CITY OF | M | 0 | C | 150253 | The proposed project is to construct a 2.0 million gallon per day (MDG) municipal water well and associated collection pipeline. The main objectives of this project are to 1) enhance the reliability and capacity of the groundwater collection system for th | The proposed well has been sited in an area that has adequate groundwater to supply an additional 2 million gallons per day (mgd) to the Desalter. The well would be designated as Well 31 and is to be constructed on Assessor’s Parcel Number (APN) 118-302- | 1250000 | 2010-01-01 | 20 | Riverside District | Develop Local Groundwater Resource for Water Quality – Well 31
3310037 | 004 | CORONA, CITY OF | M | 0 | C | 150253 | In response to expected state water supply cuts due to drought and environmental law conditions by Metropolitan Water District and the State of California, the City of Corona Department of Water and Power (Corona) is proposing to replace Well 11 with Well | The proposed Well has been sited in an area that has adequate groundwater to supply an additional 1.72 million gallons per day (MGD) to the water distribution system. The well would be designated as Well No. 11A and will be located at 1865 Pomona Road.The | 850000 | 2010-01-01 | 20 | Riverside District | Local Groundwater Resource Rehabilitation Project – Well 11A
3310037 | 006 | CORONA, CITY OF | M | 0 | C | 150253 | The City of Corona owns and operates 17 reservoirs. Due to the age and structural integrity of R-3 Reservoir, it was abandoned in the early 1990's. The construction features and current condition of the existing reservoir do not conform to pertinent healt | The proposed R-3 Reservoir project site is about 400 feet north of Ontario Avenue, immediately east of the Main Street Storm Channel and about 600 feet west of Garretson Avenue in the City of Corona, Riverside County. The proposed R-3 Reservoir is to be l | 2560000 | 2010-01-01 | 20 | Riverside District | R-3 Reservoir Construction
4910009 | 001 | SANTA ROSA, CITY OF | M | 0 | C | 157985 | This project will replace approximately 3650 lf of undersized (4 inch and 6 inch) CI and ACP water main with 8 inch and 12 inch water main in conjunction with a sewer main replacement project in the same area. The increase in size will bring the existing | This project will replace approximately 3650 lf of undersized (4 inch and 6 inch) CI and ACP water main with 8 inch and 12 inch water main in conjunction with a sewer main replacement project in the same area. The increase in size will bring the existing | 1635000 | 2010-01-01 | 18 | Sonoma District | 7th Street Water System Upgrade
4910009 | 002 | SANTA ROSA, CITY OF | M | 0 | C | 157985 | This project replaces undersized watermains to will bring the area up to current fire flow requirements and reduce maintenance costs. | This project replaces approximately 2200 feet of existing 6 inch water main with 12 inch water main. Upsizing the water main will bring the area up to current fire flow requirements and reduce maintenance costs.Replace 270 lf of 6-inch pipeline with 270 | 1532000 | 2010-01-01 | 18 | Sonoma District | Steele Lane Water System Improvements
4910009 | 003 | SANTA ROSA, CITY OF | M | 0 | C | 157985 | The City owns and operates 22 water storage tanks. Most were constructed prior to 1980. Since that time, new seismic codes and construction methods have been established for storage reservoirs. This project is the 2nd phase of a multi phase project to | Planned improvements include features to enhance the reservoirs’ abilities to withstand seismic events and modifications related to worker safety. All three tanks will have new foundations installed and will have interior and exterior coatings removed an | 2250000 | 2010-01-01 | 18 | Sonoma District | Seismic Upgrades to Water Storage Facilities - R2A, R2B R14
4910009 | 004 | SANTA ROSA, CITY OF | M | 0 | C | 157985 | This project will replace the existing 4" water main in Parker Dr from Doyle Park Dr to Talbot Ave. Upsizing the old undersized water mains increases available fire flow and reduces maintenance costs. | This project will replace the existing 4" water main in Parker Dr from Doyle Park Dr to Talbot Ave. Upsizing the old undersized water mains increases available fire flow and reduces maintenance costs. | 1242000 | 2010-01-01 | 18 | Sonoma District | Montgomery Drive Water System Improvements
3010073 | 002 | MOULTON NIGUEL WATER DISTRICT | M | 0 | C | 166661 | Reliability of aging pjpes(used in looping the system in erroding slopes). | Replace easement pipelines with ductile iron pipe with restraint joints, increasing reliability. | 3000000 | 2001-01-01 | 8 | Santa Ana District
3010073 | 003 | MOULTON NIGUEL WATER DISTRICT | M | 0 | C | 166661 | Water works standard defects. Proximity of sewer forcemain from Joint Regional Wastewater Treatment Plant. | Construction of a new 24" forcemain in a new safe location. | 3000000 | 2001-01-01 | 8 | Santa Ana District
3010073 | 004 | MOULTON NIGUEL WATER DISTRICT | M | 0 | C | 166661 | Water works standard defects. Proximity of undersized sewer force main (Crown Valley Pkwy & lower salada) | Constructing a new parallel sewer forceman in Crown Valley Parkway. | 2000000 | 2001-01-01 | 8 | Santa Ana District
3010073 | 005 | MOULTON NIGUEL WATER DISTRICT | M | 0 | C | 166661 | Water works standard defects.Proximity of undersized sewers in Crown Valley Pkwy. | Water works standard defects | 2500 | 1998-01-01 | 8 | Santa Ana District
3010073 | 006 | MOULTON NIGUEL WATER DISTRICT | M | 0 | C | 166661 | Reliability of 14" main, experiencing aggressive corrosion. | Construction of a new 16-inch parallel pipeline in Crown Valley Parkway. | 4000000 | 2001-01-01 | 8 | Santa Ana District
3010073 | 008 | MOULTON NIGUEL WATER DISTRICT | M | 0 | C | 166661 | Reliability of local water supply. Must import 100% currently. | Drill two wells to provide up to 2 cfs of water for health and safety demands during a long term outage. | 2300000 | 1999-01-01 | 8 | Santa Ana District
1910124 | 001 | PASADENA-CITY, WATER DEPT. | M | 0 | C | 168700 | THE PARTIALLY BURIED, CONCRETE LINED, PRE-1920 SUNSET 1 RESERVOIR IS STRUCTURALLY UNSOUND, UNRELIABLE AND IN GENERALLY POOR CONDITION. IT NEEDS ROOF REPLACEMENT AND SEISMIC AND GENERAL STRUCTURAL UPGRADES. | REPLACE WITH A NEW, BURIED, POST-TENSIONED 7.5 MG CONCRETE RESERVOIR AND MAKE NECESSARY CHANGES TO THE DISTRIBUTION SYSTEM AT THE RESERVOIR SITE. | 5500000 | 1998-01-01 | 15 | Metropolitan District
3410001 | 008 | SACRAMENTO SUBURBAN WATER DISTRICT | M | 0 | C | 177000 | In the late 1990’s, The Sacramento Suburban Water District (District) increased its service area by acquiring a small service area along the south boundary of its South Service Area in Sacramento, California. The area is bounded by Northrop Avenue on the | The District proposes to design and construct new pipeline facilities within the streets of the Sierra Oaks Vista area. The proposed design includes valves, properly spaced fire hydrants as set forth under guidelines of the local fire department, new met | 15200000 | 2009-01-01 | 9 | Sacramento District | SSWD - Water Main Installation in Sierra Oaks Vista Subdivision
3410001 | 010 | SACRAMENTO SUBURBAN WATER DISTRICT | M | 0 | C | 177000 | The proposed project is located in the northeast portion of the District's North Service Area. This area is higher in altitude than the surrounding area and there is no well source. Surface water is available to the District's North Service Area through | The proposed project consists of a 3 million gallon (MG) above-ground steel storage tank/reservoir, a booster pump station, a backup emergency generator, chemical feed facilities, paved surfaces within the site, and fencing and landscaping around the site | 5000000 | 2009-01-01 | 9 | Sacramento District | SSWD - Verner Storage Reservoir
3410001 | 012 | SACRAMENTO SUBURBAN WATER DISTRICT | M | 0 | C | 177000 | In 1998, Sacramento Suburban Water District took over operation of the water system within McClellan Air Force Base (AFB). McClellan AFB officially closed on July 13, 2001, and is now within the control of the County of Sacramento. The former air force | The proposed project consists of a 3 million gallon (MG) above-ground steel storage tank/reservoir, a booster pump station, a backup emergency generator, chemical feed facilities, paved surfaces within the site, and fencing and landscaping around the site | 5000000 | 2009-01-01 | 9 | Sacramento District | SSWD - Storage Reservoir at McClellan Park
3410001 | 015 | SACRAMENTO SUBURBAN WATER DISTRICT | M | 0 | C | 177000 | In 1986, the Sacramento Suburban Water District (District) purchased the former Arvin Water Company (Arvin). Arvin was a privately owned water company consisting of approximately 3,800 accounts made up of single-family residential, multi-family residenti | Since the early 1990's, the District has made improvements to mitigate the problems in the Arvin system. One such improvement was to construct and install new transmission mains to assist in circulating water from north to south and west to east in the A | 4100000 | 2009-01-01 | 9 | Sacramento District | SSWD - Crestview Pipeline
3410001 | 016 | SACRAMENTO SUBURBAN WATER DISTRICT | M | 0 | C | 177000 | The Greenback Woods subdivision is located in the northeast portion of the District's North Service Area. Currently, during periods of sustained and extreme hot weather conditions over multiple years, this neighborhood experiences pressure below 35 psi, | A pre-design study prepared by a local engineering consultant has recommended two new transmission pipelines to connect with a tee to an existing 30-inch pipeline at the intersection of Verner Avenue and Flaming Arrow Drive. One branch is a 16-inch diame | 1500000 | 2009-01-01 | 9 | Sacramento District | SSWD - Flaming Arrow Pipeline
3410001 | 017 | SACRAMENTO SUBURBAN WATER DISTRICT | M | 0 | C | 177000 | The Sacramento Suburban Water District (District) Island Area is located along the west side of the District’s South Service Area in Sacramento, California. The Island Area is an isolated service area from the District’s South Service Area. The location | Based on the District’s hydraulic model and an Island Area Distribution Study, various improvements are required to maintain the water system in the Island Area. The most important improvement is to enhance the source water delivered into the Island Area | 2100000 | 2009-01-01 | 9 | Sacramento District | SSWD - Island Area Freeway Crossing Main Extension
3410001 | 018 | SACRAMENTO SUBURBAN WATER DISTRICT | M | 0 | C | 177000 | Water security improvements needed. | The District has a number of key well sites where site security could be greatly improved. The District proposes to install up to two 20’ tall light standards with security cameras at these key well sites. The lights and security cameras would be wired | 250000 | 2009-01-01 | 9 | Sacramento District | SSWD Security - Well Site Surveillance
2110002 | 001 | MARIN MUNICIPAL WATER DISTRICT | M | 0 | C | 190800 | Older redwood tanks do not meet seismic standards. | replace any average two tanks a year. With other types of storage, | 3000000 | 2003-01-01 | 18 | Sonoma District
2110002 | 002 | MARIN MUNICIPAL WATER DISTRICT | M | 0 | C | 190800 | Floating cover does not meet seismic standards. | Replace floating cover and configuration. | 1000000 | 1999-01-01 | 18 | Sonoma District
2110002 | 008 | MARIN MUNICIPAL WATER DISTRICT | M | 0 | C | 190800 | This project will partially address system deficiencies caused by aging redwood water supply tanks that have significant structural, water quality and security issues. | As described in Section J - Problem Description, MMWD’s water system includes 26 aging redwood tanks which must be replaced. This project involves replacing two of these redwood tanks with steel tanks. The total cost for replacing all 26 of the redwood | 2200000 | 2010-01-01 | 18 | Sonoma District | MMWD Redwood Tank Replacement Project
2110002 | 009 | MARIN MUNICIPAL WATER DISTRICT | M | 0 | C | 190800 | This project will improve Marin Municipal Water District’s ability to provide water for fire protection and suppression in MMWD’s service area in Marin County, which is located within the seismically active San Francisco Bay Area. MMWD’s water system is i | MMWD initiated a Fire Flow Master Plan (FFMP), as described in Section J - Problem Description, in order to increase the water distribution system’s ability to provide water for fire protection and to strengthen the system to increase its survivability du | 2500000 | 2010-01-01 | 18 | Sonoma District | MMWD Fire Flow Pipeline Replacement Project
2110002 | 010 | MARIN MUNICIPAL WATER DISTRICT | M | 0 | C | 190800 | This project will partially address | This project is “shovel ready” and includes replacing 11,000 feet of pipe from the list below, at a total cost of $2,200,000. STREET CITY FT SIZE TYPE YR INSTALLEDCORTE ELENA GB 130 2 GT 1949 HAMILTON CT SR 200 4 CI 1950 REDWOOD AV CM | 2500000 | 2010-01-01 | 18 | Sonoma District | MMWD Pipeline Replacement Project
3710034 | 003 | OTAY WATER DISTRICT | M | 0 | C | 191500 | The East County Regional Treated Water Improvement Program (ECRTWIP) Otay Water District (WD) project addresses issues of water system reliability to resolve water outages caused by source water delivery capability that is insufficient to supply current d | The ECRTWIP Otay WD project will connect the Helix WD system Levy WTP to the existing Otay WD system. The project infrastructure will consist of construction of approximately 27,000 feet of 36-inch steel pipe and construction of a flow control facility t | 20000000 | 2010-01-01 | 14 | San Diego District | East County Regional Treated Water Improvement Program 36-Inch Pipeline
3710034 | 004 | OTAY WATER DISTRICT | M | 0 | C | 191500 | This project addresses a critical reliability issue. The current pump station which has been exposed to the elements (heat, cold, moisture and sunlight) is at the end of its useful life. | The new station will be constructed on the southern portion of the existing 1485-1 Pump Station property owned by the District. The station will include three electrical driven pumps, a diesel emergency generator, a perimeter fence, and landscaping. The | 2375000 | 2010-01-01 | 14 | San Diego District | Otay Water 1485 Pump Station
0710003 | 007 | CONTRA COSTA WATER DISTRICT | M | 0 | C | 200000 | Repair water storage facilities that are causing distribution pressure and reliablity problems. | Nineteen storage projects will be implemented over a ten year period to severe existing customers. | 40600000 | 1998-01-01 | 4 | San Francisco District | Water Storage Rehabilitation (1997)
0710003 | 008 | CONTRA COSTA WATER DISTRICT | M | 0 | C | 200000 | Repair aging water mains that are causing distribution leak and pressure problems. | Replace mains on a prioritized basis. | 2000000 | 1998-01-01 | 4 | San Francisco District | Distribution system rehabilitation (1997)
0710003 | 015 | CONTRA COSTA WATER DISTRICT | M | 0 | C | 200000 | Significant leakage history. Undersized fire service capacity; corrosion problems. | Replace existing pipes which experience significant leak repair incidents; or undersized fire flow and distribution capacity; relocation of existing pipelines as legally required. | 9844000 | 2000-01-01 | 4 | San Francisco District | Distribution system improvements
3010053 | 001 | CITY OF HUNTINGTON BEACH | M | 0 | C | 201000 | Aged and defected main distribution lines. | Water main replacement projects to replace old and deficient pipelines at various locations throughout the City. | 2000000 | 1998-01-01 | 8 | Santa Ana District | Distribution system rehabilitation
3010053 | 003 | CITY OF HUNTINGTON BEACH | M | 0 | C | 201000 | Lack of cathodic protection to metallic pipelines. | Installation of water treatment facilities at these well sites (possibly ozone or RO systems) should reduce or eliminate these problems. | 5000000 | 1998-01-01 | 8 | Santa Ana District | Cathodic protection for wells
1910048 | 008 | CASTAIC LAKE WATER AGENCY | M | 0 | C | 230000 | The existing pipeline to the eastern portion of the Agency's service area is undersized. A new larger diameter pipeline will allow for larger flows to meet increasing demand. Additionally, the existing pipeline would be freed up to convey recycled water | Project will consist of construction 6,500 linear feet of 60-inch diameter steel pipeline to replace the existing 33-inch pipeline from the end of the Phase 1 pipeline to the inlet of the Sand Canyon Pump Station. It will provide facilities for Agencyto | 15000000 | 2010-01-01 | 22 | Angeles District | Honby Parallel Pipeline
3310031 | 002 | RIVERSIDE, CITY OF | M | 0 | C | 291398 | The following table shows the range of the historical maximum concentration of contaminants in the project area.Contaminant Historical Maximum Range Maximum Contaminant Level (MCL) From To Dibrmochloropropane (DBCP) (ug/L) 0.02 7.62 0.2Nitrate, NO3 ( | This project consists of maximizing the use of Palmyrita Well by providing treatment for nitrate at the existing regional Palmyrita Water Treatment Plant (PWTP). The PWTP currently treats four wells for the removal of dibromochloroproane (DBCP) using gra | 5700000 | 2008-01-01 | 20 | Riverside District | Palmyrita Nitrate Water Treatment Plant (2007)
0110001 | 001 | ALAMEDA COUNTY WATER DISTRICT | M | 0 | C | 324796 | Replace the existing aging infractructure by upgrading the Niles Alley Pipeline | Replace the existing aging infractructure by upgrading the Niles Alley Pipeline | 1000000 | 2005-01-01 | 4 | San Francisco District | Replace the existing aging infractructure by upgrading the Niles Alley Pipeline
0110001 | 005 | ALAMEDA COUNTY WATER DISTRICT | M | 0 | C | 324796 | The Tamarack zone is an upper zone without a storage tank | Construction of a new storage tank | 1750000 | 2006-01-01 | 4 | San Francisco District | Construction of a new storage tank
0110001 | 006 | ALAMEDA COUNTY WATER DISTRICT | M | 0 | C | 324796 | Patterson Reservoir facilities are old and does not meet the current user demands | Upgrade inlet/outlet to improve mixing and turnover rate to reduce nitrification & improve water quality | 830000 | 2004-01-01 | 4 | San Francisco District | Upgrade Patterson Reservoir inlet/outlet
3310009 | 061 | EASTERN MUNICIPAL WD | M | 0 | C | 414710 | Eastern Municipal Water District (EMWD) provides water to a 555-square mile area in western Riverside County, serving approximately 675,000 people. EMWD’s total potable water demand of 134,000 acre feet per year (AFY) includes 82% of imported water from | The Cactus Pump Station (CPS) and Transmission Pipeline Phase I and Phase II will provide a regional transmission and storage supply of treated water from the Henry J. Mills Water Filtration Plant (Mills) of the Metropolitan Water District of Southern Cal | 3600000 | 2010-01-01 | 20 | Riverside District | Cactus Feeder Phase IIA Transmission Main-Moreno Beach Dr.
1010007 | 020 | FRESNO, CITY OF | M | 0 | C | 457511 | The 1996 Fresno Metropolitan Water Resources Management Plan identified the need to construct a water storage and pumping facility within the City of Fresno's (City's) southeast service area. Soil lithologies and low yields of existing wells indicate tha | In meeting California Water Works Standards and Fire Codes related to peak water demand periods, fire suppression, and system pressure requirements for current and future developments within the City of Fresno's (City's) southeast service area, the City h | 4000000 | 2009-01-01 | 11 | Merced District | T-3 Water Storage and Pumping Facilities
4310011 | 003 | SAN JOSE WATER COMPANY | M | 0 | C | 998000 | Need to accelerate pipeline replacement rate. | Replace 20 miles of aging water mains. | 20000000 | 1998-01-01 | 17 | Santa Clara District | Distribution system replacement (1997)
4310011 | 009 | SAN JOSE WATER COMPANY | M | 0 | C | 998000 | Category O Project – Water Main Replacement: A critical need for replacement of potable water transmission and distribution system infrastructure has been identified by SJWC due to the changes in demography in the 1950’s and 60’s. Based on past San Jose | Category O Project – Replace 1,000-ft of 12" water main on Heatherwood Dr in Cupertino, CA between Colonoy Hill Ln & Kentwood Ave.Water Main Replacement: A critical need for replacement of potable water transmission and distribution system infrastructure | 299900 | 2010-01-01 | 17 | Santa Clara District | Water Main Replacement, Heatherwood Dr, Cupertino
4310011 | 010 | SAN JOSE WATER COMPANY | M | 0 | C | 998000 | A critical need for replacement of potable water transmission and distribution system infrastructure has been identified by SJWC due to the changes in demography in the 1950’s and 60’s. based on past San Jose Water Company developed infrastructure studie | Replacement of 1,350 of steel pipe with 12-inch Ductile Iron Pipe on S. Seventh St from Phelan Ave, North. The pipeline will provide improvements to water quality, fire protection, and system transmission and distribution reliability in response to earth | 339000 | 2010-01-01 | 17 | Santa Clara District | Pipeline Replacement S. SEVENTH ST (PHELAN AVE, NORTH)
4310011 | 012 | SAN JOSE WATER COMPANY | M | 0 | C | 998000 | Category O Project – Water Main Replacement: A critical need for replacement of potable water transmission and distribution system infrastructure has been identified by SJWC due to the changes in demography in the 1950’s and 60’s. Based on past San Jose | Category O Project – Replace 660-ft of 18" water main on Saratoga-Sunnyvale Rd in Saratoga, CA along Stahl R/W.Water Main Replacement: A critical need for replacement of potable water transmission and distribution system infrastructure has been identifie | 460400 | 2010-01-01 | 17 | Santa Clara District | Water Main Replacement, Saratoga-Sunnyvale Rd, Saratoga
4310011 | 013 | SAN JOSE WATER COMPANY | M | 0 | C | 998000 | SJWC has 96 distribution storage tanks or reservoirs of varying sizes (from 20,000-gallon to almost 20MG) and types within the distribution system. The majority of the tanks are either welded or bolted steel, and only a few redwood and concrete tanks are | A new tank will ensure consumers benefit from many decades of a high quality and reliable water supply. Key consumer benefits of this alternative include improved system reliability, minimal disruption of water service, and improved water quality. The e | 600700 | 2010-01-01 | 17 | Santa Clara District | GRAYSTONE LANE TANK REPLACEMENT
4310011 | 014 | SAN JOSE WATER COMPANY | M | 0 | C | 998000 | SJWC has 75 tanks of varying sizes (from 100,000-gallon to over 15MG) and types within the distribution system. The majority of the tanks are either welded or bolted steel, although five redwood tanks remain in the system. SJWC replaced most of its redw | 01) Tree removal (21 trees) and site erosion protection. Plant new replacement trees.02) Earth work: excavate approx. 3,270 CY of the ex. slope, remove approx. top 12" of the ex. fill material under the tank, and backfill and compact.03) Slope prote | 2412000 | 2010-01-01 | 17 | Santa Clara District | Replacement of Greenridge Terrace Tank #1 and slope stabilization
4310011 | 016 | SAN JOSE WATER COMPANY | M | 0 | C | 998000 | Category O Project – Water Main Replacement: A critical need for replacement of potable water transmission and distribution system infrastructure has been identified by SJWC due to the changes in demography in the 1950’s and 60’s. Based on past San Jose | Category O Project – Replace 3,385-ft of 24" water main on Titus Ave, Saratoga, CA between Johnson Ave & Belwood Dr.Water Main Replacement: A critical need for replacement of potable water transmission and distribution system infrastructure has been iden | 1833300 | 2010-01-01 | 17 | Santa Clara District | Water Main Replacement on Titus Ave, Saratoga
4310011 | 017 | SAN JOSE WATER COMPANY | M | 0 | C | 998000 | Category O Project – Water Main Replacement: A critical need for replacement of potable water transmission and distribution system infrastructure has been identified by SJWC due to the changes in demography in the 1950’s and 60’s. Based on past San Jose | Category O Project – Replace 1,960-ft of 6" water main on both Hickory Way and Cascade Dr in San Jose, CA, between Belvedere Dr & Blackford Ave and Aurora Ave & Tanbark St and Belvedere Dr & Saratoga Ave.Water Main Replacement: A critical need for replac | 495300 | 2010-01-01 | 17 | Santa Clara District | Water Main Replacement on Hickory Way, San Jose
4310011 | 018 | SAN JOSE WATER COMPANY | M | 0 | C | 998000 | A critical need for replacement of potable water transmission and distribution system infrastructure has been identified by SJWC due to the changes in demography in the 1950’s and 60’s. Based on past San Jose Water Company developed infrastructure studie | The project replaces approximately 2,300 feet of 20-inch pipe along Los Gatos Blvd. The water main is a very important component of the transmission system. | 1106000 | 2010-01-01 | 17 | Santa Clara District | Pipeline Replacement Los Gatos Blvd from Lark to Burton
4310011 | 019 | SAN JOSE WATER COMPANY | M | 0 | C | 998000 | Category O Project – Water Main Replacement: A critical need for replacement of potable water transmission and distribution system infrastructure has been identified by SJWC due to the changes in demography in the 1950’s and 60’s. Based on past San Jose | Category O Project – Replace 1,720-ft of 8" water main on Sunnyvale-Saratoga Rd in Saratoga, CA, between Williams Ave & Big Basin Way.Water Main Replacement: A critical need for replacement of potable water transmission and distribution system infrastruc | 405800 | 2010-01-01 | 17 | Santa Clara District | Replace Water Main on Sunnyvale-Saratoga Rd
4310011 | 020 | SAN JOSE WATER COMPANY | M | 0 | C | 998000 | Category O Project – Water Main Replacement: A critical need for replacement of potable water transmission and distribution system infrastructure has been identified by SJWC due to the changes in demography in the 1950’s and 60’s. Based on past San Jose | Category O Project – Replace 1,700-ft of 8" water main on Henrey Ave, San Jose, CA south of Stevens Creek BlvdWater Main Replacement: A critical need for replacement of potable water transmission and distribution system infrastructure has been identified | 470200 | 2010-01-01 | 17 | Santa Clara District | Water Main Replacement, Henrey Ave, San Jose
4310011 | 021 | SAN JOSE WATER COMPANY | M | 0 | C | 998000 | SJWC has 75 tanks of varying sizes (from 100,000-gallon to over 15MG) and types within the distribution system. The majority of the tanks are either welded or bolted steel, although five redwood tanks remain in the system. SJWC replaced most of its redw | 01) Tree removal (3 trees) and site erosion protection. Plant new replacement trees.02) Earth work: excavate approx. 640 CY of the ex. slope, overexcavate approx. 640 CY of the ex. fill material under the tank, and backfill and compact.03) Slop | 2211000 | 2010-01-01 | 17 | Santa Clara District | Greenridget Terrace Tank #2 Replacement
4310011 | 022 | SAN JOSE WATER COMPANY | M | 0 | C | 998000 | Category O Project - Replace two wells, which have reached the end of their serviceable life. | Category O Project - Replace two wells, which have reached the end of their serviceable life. The new wells are Tully W-5 and Twelfth Street W-15. Each new highly-efficient well/pump/motorwill have a capacity of approximately 1,800-gpm each. | 2500000 | 2010-01-01 | 17 | Santa Clara District | Replace Two Production Wells - Twelfth St W-15 & Tully W-5
4310011 | 025 | SAN JOSE WATER COMPANY | M | 0 | C | 998000 | Insufficient storage for fire protection and domestic supply in event of equipment failures or power outages in an area subject to acts of nature that commonly cause such interruptions of water supply to the relatively isolated area of the water system. | System improvement includes development of water storage tank (~95,000 gal) and pump station site that includes; new electrical service, motor control center, three booster pumps with variable frequency drives, parking for two trailer mounted diesel power | 2400000 | 2010-01-01 | 17 | Santa Clara District | Mt. District Pavilion Tank & Pump Station
4310011 | 028 | SAN JOSE WATER COMPANY | M | 0 | C | 998000 | Category O Project – Water Main Replacement: A critical need for replacement of potable water transmission and distribution system infrastructure has been identified by SJWC due to the changes in demography in the 1950’s and 60’s. Based on past San Jose | Category O Project – Replace 2,470-ft of 6" water main on Blackford Ln in San Jose, CA between Norman Ave & Anthony Dr.Water Main Replacement: A critical need for replacement of potable water transmission and distribution system infrastructure has been i | 668500 | 2010-01-01 | 17 | Santa Clara District | Replace Water Main on Blackford Ln, San Jose
4310011 | 030 | SAN JOSE WATER COMPANY | M | 0 | C | 998000 | Category O Project – Water Main Replacement: A critical need for replacement of potable water transmission and distribution system infrastructure has been identified by SJWC due to the changes in demography in the 1950’s and 60’s. Based on past San Jose | Category O Project – Replace 2,830-ft of 12" water main on Thelma Ave in Saratoga, CA, between Sunnyvale-Saratoga Rd & Beaumont Ave.Water Main Replacement: A critical need for replacement of potable water transmission and distribution system infrastructu | 848800 | 2010-01-01 | 17 | Santa Clara District | Replace Water Main on Thelma Ave, Saratoga
4310011 | 032 | SAN JOSE WATER COMPANY | M | 0 | C | 998000 | Category O Project – Water Main Replacement: A critical need for replacement of potable water transmission and distribution system infrastructure has been identified by SJWC due to the changes in demography in the 1950’s and 60’s. Based on past San Jose | Category O Project – Replace 1,660-ft of 6" water main on Laumer Ave, San Jose, CA between Fisher Ave & Easthills Dr.Water Main Replacement: A critical need for replacement of potable water transmission and distribution system infrastructure has been ide | 470200 | 2010-01-01 | 17 | Santa Clara District | Water Main Replacement, Laumer Ave, San Jose
4310011 | 033 | SAN JOSE WATER COMPANY | M | 0 | C | 998000 | A critical need for replacement of potable water transmission and distribution system infrastructure has been identified by SJWC due to the changes in demography in the 1950’s and 60’s. based on past San Jose Water Company developed infrastructure studie | Replacement of 3,910 of steel pipe with 6-inch Ductile Iron Pipe on ARDIS AVE from STEVENS CREEK TO ARCADIA; ARCADIA DR from ARDIS TO OLSEN; BUNDY LN from ARDIS TO 160' S/S ADRA and ADRA AVE from CYPRESS TO 20' E/E BUNDY. The pipeline will provide improv | 1217000 | 2010-01-01 | 17 | Santa Clara District | Pipeline Replacement on ARDIS AVE, ARCADIA DR, BUNDY LN, and ADRA AVE.
4310011 | 034 | SAN JOSE WATER COMPANY | M | 0 | C | 998000 | A critical need for replacement of potable water transmission and distribution system infrastructure has been identified by SJWC due to the changes in demography in the 1950’s and 60’s. based on past San Jose Water Company developed infrastructure studie | Replacement of 1,800 of steel pipe with 18-inch Ductile Iron Pipe on Senter Rd. from Lewis Rd. to Capital Expressway. The pipeline will provide improvements to water quality, fire protection, and system transmission and distribution reliability in respon | 857000 | 2010-01-01 | 17 | Santa Clara District | Pipeline Replacement on SENTER RD (LEWIS RD TO CAPITOL EXPWY)
4310011 | 035 | SAN JOSE WATER COMPANY | M | 0 | C | 998000 | Category O Project – Water Main Replacement: A critical need for replacement of potable water transmission and distribution system infrastructure has been identified by SJWC due to the changes in demography in the 1950’s and 60’s. Based on past San Jose | Category O Project – Replace 1,180-ft of 6" water main on Richland Ave in San Jose, CA, between Mayette Ave & Curtner Ave.Water Main Replacement: A critical need for replacement of potable water transmission and distribution system infrastructure has bee | 319400 | 2010-01-01 | 17 | Santa Clara District | Replace Water Main on Richland Ave, San Jose
4310011 | 036 | SAN JOSE WATER COMPANY | M | 0 | C | 998000 | A critical need for replacement of potable water transmission and distribution system infrastructure has been identified by SJWC due to the changes in demography in the 1950’s and 60’s. based on past San Jose Water Company developed infrastructure studie | Replacement of 1,460 of steel pipe with 8-inch Ductile Iron Pipe on High Street from Quarry Rd. to High St. Station. The pipeline will provide improvements to water quality, fire protection, and system transmission and distribution reliability in respons | 446000 | 2010-01-01 | 17 | Santa Clara District | PIPELINE REPLACEMENT ON HIGH STREET (QUARRY RD TO HIGH ST STATION)
4310011 | 038 | SAN JOSE WATER COMPANY | M | 0 | C | 998000 | A critical need for replacement of potable water transmission and distribution system infrastructure has been identified by SJWC due to the changes in demography in the 1950’s and 60’s. based on past San Jose Water Company developed infrastructure studie | Replacement of 1,890 of steel pipe with 24-inch Ductile Iron Pipe on Saratoga Ave from Dagmar to Scotland. The pipeline will provide improvements to water quality, fire protection, and system transmission and distribution reliability in response to eart | 1353000 | 2010-01-01 | 17 | Santa Clara District | Pipeline replacement Saratoga Ave (Dagmar to Scotland)
4310011 | 039 | SAN JOSE WATER COMPANY | M | 0 | C | 998000 | Category O Project – Water Main Replacement: A critical need for replacement of potable water transmission and distribution system infrastructure has been identified by SJWC due to the changes in demography in the 1950’s and 60’s. Based on past San Jose | Category O Project – Replace 2,460-ft of 6" water main on Bello Ave in San Jose, CA, between Georgetta Dr & Curtner Ave.Water Main Replacement: A critical need for replacement of potable water transmission and distribution system infrastructure has been | 698300 | 2010-01-01 | 17 | Santa Clara District | Replace Water Main on Bello Ave, San Jose
4310011 | 040 | SAN JOSE WATER COMPANY | M | 0 | C | 998000 | Category O Project – Water Main Replacement: A critical need for replacement of potable water transmission and distribution system infrastructure has been identified by SJWC due to the changes in demography in the 1950’s and 60’s. Based on past San Jose | Category O Project – Replace 1,470-ft of 8" water main on Suncrest Ave, San Jose, CA, from Perie Ln to Boulder Dr.Water Main Replacement: A critical need for replacement of potable water transmission and distribution system infrastructure has been identi | 402300 | 2010-01-01 | 17 | Santa Clara District | Replace Water Main on Suncrest Ave, San Jose
4310011 | 042 | SAN JOSE WATER COMPANY | M | 0 | C | 998000 | Category O Project – Water Main Replacement: A critical need for replacement of potable water transmission and distribution system infrastructure has been identified by SJWC due to the changes in demography in the 1950’s and 60’s. Based on past San Jose | Category O Project – Replace 1,310-ft of 8" water main on Lariet Ln in San Jose, CA, at Claitor Way.Water Main Replacement: A critical need for replacement of potable water transmission and distribution system infrastructure has been identified by SJWC d | 425000 | 2010-01-01 | 17 | Santa Clara District | Replace Water Main on Lariet Ln, San Jose
4310011 | 044 | SAN JOSE WATER COMPANY | M | 0 | C | 998000 | A critical need for replacement of potable water transmission and distribution system infrastructure has been identified by SJWC due to the changes in demography in the 1950’s and 60’s. Based on past San Jose Water Company developed infrastructure studies | The project replaces approximately 1,650 feet of 6-inch pipe along Calle Tacuba Blvd. The water main was identified for replacement in the latest infrastructure study and will improve fire protection and distribution system reliability within the reaches | 515000 | 2010-01-01 | 17 | Santa Clara District | Pipeline Replacement on CALLE TACUBA from CAMINO RICO TO MERRICK
4310011 | 045 | SAN JOSE WATER COMPANY | M | 0 | C | 998000 | Category O Project – Water Main Replacement: A critical need for replacement of potable water transmission and distribution system infrastructure has been identified by SJWC due to the changes in demography in the 1950’s and 60’s. Based on past San Jose | Category O Project – Replace 1,240-ft of 16" water main on Gish Rd in San Jose between Knoll Cr & State Hwy 880.Water Main Replacement: A critical need for replacement of potable water transmission and distribution system infrastructure has been identifi | 493300 | 2010-01-01 | 17 | Santa Clara District | Water Main Replacement, Gish Rd, San Jose
4310011 | 046 | SAN JOSE WATER COMPANY | M | 0 | C | 998000 | Category O Project – Water Main Replacement: A critical need for replacement of potable water transmission and distribution system infrastructure has been identified by SJWC due to the changes in demography in the 1950’s and 60’s. Based on past San Jose | Category O Project – Replace 1,380-ft of 6" water main on Sweetbriar Dr, San Jose, CA between Booksin Ave & Briarwood Dr.Water Main Replacement: A critical need for replacement of potable water transmission and distribution system infrastructure has been | 374100 | 2010-01-01 | 17 | Santa Clara District | Water Main Replacement, Sweetbriar Dr, San Jose
4310011 | 049 | SAN JOSE WATER COMPANY | M | 0 | C | 998000 | Category O Project – Water Main Replacement: A critical need for replacement of potable water transmission and distribution system infrastructure has been identified by SJWC due to the changes in demography in the 1950’s and 60’s. Based on past San Jose | Category O Project – Replace 1460-ft of 6" water main on Pinehurst Dr, Los Gatos, CA from Blossom Valley Dr/Blossom Villa Dr/Sycamore Ct.Water Main Replacement: A critical need for replacement of potable water transmission and distribution system infrast | 395200 | 2010-01-01 | 17 | Santa Clara District | Water Main Replacement, Pinehurst Dr, Los Gatos
4310011 | 050 | SAN JOSE WATER COMPANY | M | 0 | C | 998000 | The Needles Station has a temporary chlorination system and needs a permanent system. Chlorine is fed to groundwater to maintain a residual in the distribution system, providing stable water quality and keeping pipes and tanks clean. | The project will install a permanent chlorination system at the Needles Groundwater Station. A temporary system is currently in use at Needles. | 418400 | 2010-01-01 | 17 | Santa Clara District | Install chlorination system at Needles Groundwater Station
4310011 | 051 | SAN JOSE WATER COMPANY | M | 0 | C | 998000 | A critical need for replacement of potable water transmission and distribution system infrastructure has been identified by SJWC due to the changes in demography in the 1950’s and 60’s. based on past San Jose Water Company developed infrastructure studie | Replacement of 2,040 of steel pipe with 8-inch Ductile Iron Pipe on Overlook Rd. and Right-Of-Way from Overlook Station to Overlook Rd. The pipeline will provide improvements to water quality, fire protection, and system transmission and distribution rel | 650000 | 2010-01-01 | 17 | Santa Clara District | Pipeline replacement on OVERLOOK RD AND RIGHT OF WAY (OVERLOOK STATION TO OVERLOOK RD)
4310011 | 052 | SAN JOSE WATER COMPANY | M | 0 | C | 998000 | Category O Project – Water Main Replacement: A critical need for replacement of potable water transmission and distribution system infrastructure has been identified by SJWC due to the changes in demography in the 1950’s and 60’s. Based on past San Jose | Category O Project – Replace 3,120-ft of 12" water main on Greenwood Ln, Monte Sereno, CA, between Lucky Dr & Withey Rd.Water Main Replacement: A critical need for replacement of potable water transmission and distribution system infrastructure has been | 778500 | 2010-01-01 | 17 | Santa Clara District | Water Main Replacement, Greenwood Ln, Monte Sereno
4310011 | 054 | SAN JOSE WATER COMPANY | M | 0 | C | 998000 | Category O Project – Water Main Replacement: A critical need for replacement of potable water transmission and distribution system infrastructure has been identified by SJWC due to the changes in demography in the 1950’s and 60’s. Based on past San Jose | Category O Project – Replace 940-ft of 6" Water Main on Wilshire Blvd in San Jose, CA, between Megellan Ave/King Rd. | 255000 | 2010-01-01 | 17 | Santa Clara District | Water Main Replacement, Wilshire Blvd, San Jose
4310011 | 055 | SAN JOSE WATER COMPANY | M | 0 | C | 998000 | Compliance with the Ground Water Rule via a Triggered Source Monitoring Plan will require bacteriological sampling at individual wells following a TCR positive in the distribution system. The Rule will be effective on December 1, 2009. SJWC plans to com | This project will install a water quality sampling tap at each of SJWC's wells. These dedicated sampling taps will be un-threaded and protected from the elements to minimize the chance of sample contamination. | 78400 | 2010-01-01 | 17 | Santa Clara District | Install Well Sample Taps for Ground Water Rule
4310011 | 056 | SAN JOSE WATER COMPANY | M | 0 | C | 998000 | Category O Project – Water Main Replacement: A critical need for replacement of potable water transmission and distribution system infrastructure has been identified by SJWC due to the changes in demography in the 1950’s and 60’s. Based on past San Jose | Category O Project – Replace 1090-ft of 6" water main on Monte Cresta Way, in San Jose, CA between Caliente Way & Lucena Drive.Water Main Replacement: A critical need for replacement of potable water transmission and distribution system infrastructure ha | 295200 | 2010-01-01 | 17 | Santa Clara District | Water Main Replacement, Monte Cresta Way, San Jose
1910041 | 008 | THREE VALLEYS MWD | M | 0 | C | 1000000 | The current problem for Water Facilities Authority and Three Valleys Municipal Water District is that they receive their raw water supply from just one source, the Metropolitan Water District's (MWD) Rialto Feeder line, making both agencies vulnerable to | The Project's purpose is to increase water supply reliability to three community water systems. Those water supply systems are Three Valleys Municipal Water District (TVWMD), Water Facilities Authority (WFA), & Inland Empire Utilities Agency (IEUA). The c | 3550000 | 2010-01-01 | 7 | Hollywood District | Emergency Interconnection from SGVMWD to WFA/TVMWD for Water Supply Reliability
1910128 | 001 | COVINA IRRIGATING CO. | M | 0 | C | 1000000 | APPROX. 1 MILE OF 24" PIPELINE THAT WAS SLIPPED LINE WITH AN 18" TO 20" LINE HAVE LEAKS THAR ARE HARD TO LOCATE. | REPLACE ENTIRE SECTION ALONG THE PUBLIC RIGHT OF WAY | 800000 | 1998-01-01 | 15 | Metropolitan District | Replace 1 mile of 24 inch line (1997)
1910128 | 005 | COVINA IRRIGATING CO. | M | 0 | C | 1000000 | ONE WELL IS CONTAMINATED WITH HIGH LEVELS OF NITRATES. | BUILD A NITRATE TREATMENT AND BRINE DISPOSAL FACILITY TO TREAT MORE THAN ONE WELL AT THE FACILITY | 4000000 | 1998-01-01 | 15 | Metropolitan District | Nitrate Treatment (1997)
1910128 | 009 | COVINA IRRIGATING CO. | M | 0 | C | 1000000 | This well was constructed in 1911 and does not include any type of surface seal such as an Annular Seal to protect it from contamination. Positive Total Coliform results have been observed over the years, including recent monitoring. There is also no pr | The proposed project is to bring this active source up to current standards by constructing an annular seal and including additional piping necessary to deliver the water produced to a nearby flood control channel until water quality is acceptable. This | 250000 | 2010-01-01 | 15 | Metropolitan District | Baldwin Park Well #2 Pump to Waste and Annular Seal
1910128 | 012 | COVINA IRRIGATING CO. | M | 0 | C | 1000000 | This well was constructed in 1910 and does not include any type of surface seal such as an Annular Seal to protect it from contamination. Positive Total Coliform results have been observed over the years, including recent monitoring. There is also no pr | The proposed project is to bring this active source up to current standards by constructing an annular seal and including additional piping necessary to deliver the water produced to a nearby flood control channel until water quality is acceptable. This | 250000 | 2010-01-01 | 15 | Metropolitan District | Baldwin Park Well #1 Pump to Waste and Annular Seal
1910128 | 014 | COVINA IRRIGATING CO. | M | 0 | C | 1000000 | Covina Irrigating Company is a part of the San Gabriel River Water Committee, which diverts surface water for treatment and subsequent potable use. If water is not available from the Azusa Conduit, water must diverted into a structure downstream from Mor | A diversion structure has been designed from a matrix of possible options given the nature and topography of the river at the existing location where levees are typically constructed. | 3500000 | 2010-01-01 | 15 | Metropolitan District | San Gabriel River Diversion Structure
3810001 | 003 | SAN FRANCISCO REGIONAL WATER SYSTEM | M | 0 | C | 1000000 | BD pipeline trestle deteriorated from weather. | Replace trestles above low water where required. Replace walkways and guardrails where required. Raise elevation of support where required. | 6650000 | 1998-01-01 | 4 | San Francisco District | Bay Delta pipeline trestle (1997)
3810001 | 006 | SAN FRANCISCO REGIONAL WATER SYSTEM | M | 0 | C | 1000000 | BD pipeline timber trestles need seismic upgrade. | Perform study and analysis of existing timer trestles to determine their ability to withstand future earthquakes. Develop alternatives to achieve this goal followed by design and construction of necessary work. | 24610000 | 1998-01-01 | 4 | San Francisco District | Seismic upgrade to Bay delta trestles (1997)
3810001 | 010 | SAN FRANCISCO REGIONAL WATER SYSTEM | M | 0 | C | 1000000 | Alameda siphans cross Calaveras fault. | Review the existing piping design for effectiveness and appropriateness. Produce the plans and specifications including rearranging the connection for SVWTP. | 33000000 | 1998-01-01 | 4 | San Francisco District | Repair/replace Alameda siphons across Calaveras fault (1997)
3810001 | 011 | SAN FRANCISCO REGIONAL WATER SYSTEM | M | 0 | C | 1000000 | Calaveras pipeline subject to creek fluids/bank failure. | Reverse shift in channel by relocation of side cast quarry rock from one side to another, replace natural impedimants to creek flows. | 4000000 | 1998-01-01 | 4 | San Francisco District | Calaveras pipeline repairs (1997)
3810001 | 012 | SAN FRANCISCO REGIONAL WATER SYSTEM | M | 0 | C | 1000000 | Calaveras pipeline subject to slope failures. | MAKE PREPARATION OF PLANS AND SPECIFICATIONS FOLLOWED BY CONSTRUCTION WORK. | 439000 | 1998-01-01 | 4 | San Francisco District | Calaveras pipeline upgrades (1997)
3810001 | 014 | SAN FRANCISCO REGIONAL WATER SYSTEM | M | 0 | C | 1000000 | Crystal Springs pipeline deteriorated beyond repair. | Replace three sections of pipeline. | 12600000 | 1998-01-01 | 4 | San Francisco District | Crystal Springs pipeline replacement (1997)
3810001 | 019 | SAN FRANCISCO REGIONAL WATER SYSTEM | M | 0 | C | 1000000 | Need second Irvington tunnel for reliability. | PROVIDE PARALLEL TUNNEL THAT WILL UPGRADE SYSTEM TO RELIABILITY TO AN ACCEPTABLE LEVEL. PROVIDE AN ALTERNATIVE FACILITY TO MEET THE SAME. | 100000000 | 1998-01-01 | 4 | San Francisco District | Second Irvington tunnel for reliability ((1997)
3810001 | 024 | SAN FRANCISCO REGIONAL WATER SYSTEM | M | 0 | C | 1000000 | Valves are old and deteriorated at critical locations. | REPAIR AND REPLACE THE DETERIORATED VALVES IN ORDER OF CRITICALITY. ADD NEW VALVES FOR FLEXIBILITY ABD RELIABILITY WHERE DETERMINED. | 470000 | 1998-01-01 | 4 | San Francisco District | Replace old valves (1997)
3810001 | 025 | SAN FRANCISCO REGIONAL WATER SYSTEM | M | 0 | C | 1000000 | Downtown vulnerable to loss at UM system. | PROVIDE A NEW SUNSET FEEDER MAIN. BUILD PRESSURE REDUCING STATION AND MAKE CONNECTIONS TO THE UM SYSTEM MAINS. | 26000000 | 1998-01-01 | 4 | San Francisco District | New Sunset Feeder Main (1997)
3810001 | 028 | SAN FRANCISCO REGIONAL WATER SYSTEM | M | 0 | C | 1000000 | Critical valves cannot be accessed in an emergency. | relocate and upgrade the PRVs and other critical valves. | 2620000 | 1998-01-01 | 4 | San Francisco District | Relocate and upgrade PRVs and other valves (1997)
3810001 | 036 | SAN FRANCISCO REGIONAL WATER SYSTEM | M | 0 | C | 1000000 | Prestressed concrete pipe has had major failures. | Slip-line existing pipelines (put a pipe side), where possible, and to replace it where this is not feasible. | 90200000 | 1998-01-01 | 4 | San Francisco District | Slipline of prestressed pipe (1997)
3810001 | 037 | SAN FRANCISCO REGIONAL WATER SYSTEM | M | 0 | C | 1000000 | San Joaquin pipelines lining failing. | Repair and re-line the portion of San Joaquin pipeline between San Joaquin river and Tesla Portal. | 3000000 | 1998-01-01 | 4 | San Francisco District | San Joaquin pipeline to Tesla portal upgrades (1997)
3810001 | 038 | SAN FRANCISCO REGIONAL WATER SYSTEM | M | 0 | C | 1000000 | Need fourth SJ pipeline for emergencies. | Add a fourth pipeline to the San Joaquin system. | 250000 | 1998-01-01 | 4 | San Francisco District | Additional SJ pipeline (1997)
3810001 | 041 | SAN FRANCISCO REGIONAL WATER SYSTEM | M | 0 | C | 1000000 | Need emergency connections to Santa Clara Valley Water District. | Build a pump station to pump water either from or to SCVWD. | 7900000 | 1998-01-01 | 4 | San Francisco District | Emergency Connections to Santa Clara Val WD (1997)
3810001 | 042 | SAN FRANCISCO REGIONAL WATER SYSTEM | M | 0 | C | 1000000 | Need diesel generators at pump stations. | Plan, design. And install diesel generators and buildings at critical water pumping stations. | 9040000 | 1998-01-01 | 4 | San Francisco District | Standby power - diesel generators at pumping stations (1997)
3810001 | 043 | SAN FRANCISCO REGIONAL WATER SYSTEM | M | 0 | C | 1000000 | Need standby power at several facilities. | Evaluate the need and the type of standby power needed at the various facilities. | 2100000 | 1998-01-01 | 4 | San Francisco District | Standby power (1997)
3810001 | 046 | SAN FRANCISCO REGIONAL WATER SYSTEM | M | 0 | C | 1000000 | Need valves to isolate UM system in an earthquake. | Determine appropriate locations needing pressure reducing values between the northerly portion of the University Mound distribution system and adjacent higher pressure water supply system., | 370000 | 1998-01-01 | 4 | San Francisco District | Isolation valves for University Mound system (1997)
3810001 | 048 | SAN FRANCISCO REGIONAL WATER SYSTEM | M | 0 | C | 1000000 | Storage tanks need seismic rehabilitation. | Provide seismic anchorage for these water tanks. Provide flexible connections between the tanks, the inlet and outlet piping. | 3200000 | 1998-01-01 | 4 | San Francisco District | storage tanks seismic rehab (1997)
3810001 | 063 | SAN FRANCISCO REGIONAL WATER SYSTEM | M | 0 | C | 1000000 | Plant needs expansion for reliability and redundancy. | Design and construct expansion of SVWTP to 240 mgd; treated water reservoir; solids handling facilites; and pipelines and pump station expansion. | 100000000 | 1999-01-01 | 4 | San Francisco District | Sunol Valley WTP upgrade (1997)
3810001 | 171 | SAN FRANCISCO REGIONAL WATER SYSTEM | M | 0 | C | 1000000 | Although the San Francisco Regional Water System has about 600 retail customers, it is a wholesale water system that serves a total of 2.4 million customers in the counties of Alameda, San Mateo, Santa Clara, and San Francisco.Under the Long Term 2 Enhanc | This project involves the design and construction of a ultraviolet (UV) light disinfection system consisting of two, 150 gallon-per-minute (gpm) parallel UV light units and ancillary facilities. These facilities will be installed within the existing Thom | 4320000 | 2010-01-01 | 4 | San Francisco District | Lawrence Livermore Water Quality Improvement
3810001 | 172 | SAN FRANCISCO REGIONAL WATER SYSTEM | M | 0 | C | 1000000 | Although the San Francisco Regional Water System has about 600 retail customers, it is a wholesale water system that serves a total of 2.4 million customers in the counties of Alameda, San Mateo, Santa Clara, and San Francisco.This project is intended to | The CDPH's 1995 Cryptosporidium Action Plan (CAP) requires water systems using a surface water source adopt a philosophy of awlays optimizing their surface water treatment plant operations in a manner designed to achieve the maximum turbidity removal...to | 20000000 | 2010-01-01 | 4 | San Francisco District | Sunol Valley WTP Expansion & Treated Water Reservoir
4310027 | 001 | SANTA CLARA VALLEY WATER DISTRICT | M | 0 | C | 1000000 | System has defects in the filter underdrain system. | Replacement of the filter underdrain system with cast-in-place, monolithic, false floor, air/water nozzle system. | 2010000 | 1998-01-01 | 17 | Santa Clara District
4310027 | 008 | SANTA CLARA VALLEY WATER DISTRICT | M | 0 | C | 1000000 | Existing Air/Vacuum Relief Valves (ARVs)throughout the distribution system are located below grade. The ARVs are in need of replacement due to old age and can cause disruption in treated water delivery. | Each below-grade ARV on the Treated Water Pipelines will be equipped with a vent attached to the ARV that will extend one foot above flood levels. Project will also include seismic bracing of the ARVs and replacment of old isolation valves. | 21066000 | 2006-01-01 | 17 | Santa Clara District | Distribution System - ARV Improvements
4310027 | 010 | SANTA CLARA VALLEY WATER DISTRICT | M | 0 | C | 1000000 | The existing chemical feed piping, chemical feed area, and chemical storage areas are not in compliance with current hazardous materials regulations providing for separation or double containment of incompatible chemicals.Liquid alum/ferric chloride, caus | The Project consists of the following key items of work at the Santa Teresa Water Treatment Plant (PWTP):• Provide adequate separation and containment of incompatible materials in the chemical metering areas, in the chemical distribution trenches, and in | 6500000 | 2010-01-01 | 17 | Santa Clara District | Santa Teresa Water Treatment Plant Incompatible Materials Project
4310027 | 012 | SANTA CLARA VALLEY WATER DISTRICT | M | 0 | C | 1000000 | The Santa Clara Valley Water District relies on the San Felipe Division to deliver half of its imported water (Bureau of Reclamation allotment 153,500 acre feet) and the San Benito County Water District relies on the San Felipe Division for all of its imp | Pacheco Pumping Plant Rebuild Program: PPP has been in service since 1987. The PPP rebuild program began in 1993 and after several rebuilds the District decided to enter into a sole source arrangement with Unico Mechanical Corp. the only authorized Eba | 1700000 | 2010-01-01 | 17 | Santa Clara District | Pacheco Pumping Plant Pump #5 & #11 Rebuild
4310027 | 015 | SANTA CLARA VALLEY WATER DISTRICT | M | 0 | C | 1000000 | The clarifiers at the Rinconada Water Treatment Plant are over 40 years old and need to be rehabilitated. This will extend the useful life of the treatment plant and improve its reliability. | The project will rehabilitate the clarifiers at the Rinconada Water Treatment Plant. Work includes replacing the clarifier mechanisms and other mechanical components with new equipment, coating of steel components, and performing minor repairs to the exi | 8974000 | 2010-01-01 | 17 | Santa Clara District | Rinconada Water Treatment Plant Clarifier Rehabilitation Project
4310027 | 016 | SANTA CLARA VALLEY WATER DISTRICT | M | 0 | C | 1000000 | The existing single filter backwash constant speed pump and motor, installed in 1974 , is at the end of its service life thereby increasing the risk of failure. As there is no backup pump at the facility, a pump failure would result in the inability to p | The Project consists of the following key items of work at the Penitencia Water Treatment Plant (PWTP):• Install a new 18,800 gpm pump and new 350 hp motor: a new pump and motor will improve plant reliability while the increase in capacity will enable mor | 2190000 | 2010-01-01 | 17 | Santa Clara District | Penitencia Water Treatment Plant Backwash Pump Replacement
4310027 | 017 | SANTA CLARA VALLEY WATER DISTRICT | M | 0 | C | 1000000 | The Penitencia Water Treatment Plant (PWTP) produces up to 42 million gallons of treated water per day. The primary source of power at PWTP is provided by the Power and Water Resource Pooling Authority (PWRPA) via Pacific Gas and Electric (PG&E) transmis | The objective of the Project is to upgrade the existing standby power system to ensure that the plant can continue to reliably and efficiently treat and provide clean water to District customers during a utility power failure. The Project includes design | 2522000 | 2010-01-01 | 17 | Santa Clara District | Penitencia Water Treatment Plant Standby Power Upgrade
4310027 | 018 | SANTA CLARA VALLEY WATER DISTRICT | M | 0 | C | 1000000 | This work is required to rehabilitate treated water pipelines that have had significant failures in recent years. In the fall of 2008, a major failure almost resulted in the loss of supply to several communities in East San Jose. The replacement of Air | The Santa Clara Valley Water District (District) is planning maintenance, rehabilitation and air release valve (ARV) vent installation on two pipelines in 2009/2010. The work will include the West Pipeline from the Cox turnout structure to the Turnout st | 2800000 | 2010-01-01 | 17 | Santa Clara District | Treated Water Pipelines Inspection-Rehab and ARV Installation
4310027 | 019 | SANTA CLARA VALLEY WATER DISTRICT | M | 0 | C | 1000000 | The Rinconada Water Treatment Plant's piping and control valves and actuators used to operate the filtration processes are leaking and/or failing. | The project will replace/upgrade the piping, valves and actuators and associated components which are used to operate the filtration process at the treatment plant. | 6567000 | 2010-01-01 | 17 | Santa Clara District | Rinconada Water Treatment Plant Valve Replacement
3710020 | 055 | SAN DIEGO - CITY OF | M | 0 | C | 1266731 | Miramar WTP clearwell no. 2 does not comply with seismic code and suffers form considerable structural damage and needs to be replaced. | Demolish 30 million gallon clearwell no. 2 and replace with new prestressed concrete tanks which complies with current seismic code. | 20000000 | 2012-01-01 | 14 | San Diego District | Miramar WTP clearwell no. 2
3710020 | 057 | SAN DIEGO - CITY OF | M | 0 | C | 1266731 | RB pump station upgrade is needed to supply the current and projected demand growth in the 793 zone. The existing pump station is operating at capacity and is currently using all its four regular duty pumps and its one back-up pump tp meet existing deman | The RB pump station upgrade project includes the addition of pumping capacity to the existing 25 mgd capacity pump station. | 8000000 | 2006-01-01 | 14 | San Diego District | RB pump station upgrade
0110005 | 033 | EAST BAY MUD | M | 0 | C | 1300000 | Improvements to the Walnut Creek Water Treatment Plant are needed to meet existing and future water demands in the Lafayette, Moraga, Orinda and western Walnut Creek area; to meet future water quality standards; to comply with environmental permit conditi | The project includes the following improvements at the Walnut Creek WTP: 1) two new filters; 2) a new Leland Pressure Zone pumping plant; 3) improvements to the backwash wastewater treatment system; and 4) landscaping at the WTP prior to construction to p | 20000000 | 2010-01-01 | 4 | San Francisco District | Walnut Creek Water Treatment Plant Improvements
0110005 | 034 | EAST BAY MUD | M | 0 | C | 1300000 | South Reservoir is a 50 million gallon storage facility located in Castro Valley, California. The project consists of demolition of the existing oversized reservoir and replacing it with two 10 million gallon tanks which will better serve our customers.T | The project consists of demolition of the existing 50 million gallon concrete reservoir and replacement with two - 10 million gallon steel reservoirs at the same site. | 17000000 | 2010-01-01 | 4 | San Francisco District | South Reservoir Replacement
0110005 | 035 | EAST BAY MUD | M | 0 | C | 1300000 | EBMUD currently provides water service to 1.3 million residents through more than 400,000 customer accounts. Each account’s meter is manually read bimonthly by in-person visits from meter reading staff. Today, new tools are needed to inform the marketpl | This project consists of installation of new metering equipment, related telemetry, and computer systems to remotely collect (real time) EBMUD customer meter reads as frequently as every hour. The project will be coordinated with EBMUD’s SCADA systems an | 20000000 | 2010-01-01 | 4 | San Francisco District | Advanced Metering Infrastructure
0110005 | 036 | EAST BAY MUD | M | 0 | C | 1300000 | The existing Shapiro Reservoir is a 4.0 million gallon (MG) open cut reservoir located in the San Pablo/Richmond area. The existing reservoir is approximately four times larger than needed for serving the pressure zone demand, and lacks separate inlet an | The project consists of demolition/removal of the existing 4.0 MG open cut reservoir and replacement with a new partially buried 1.0 MG, pre-stressed concrete tank in the existing reservoir basin. To support water service during construction, a temporary | 8000000 | 2010-01-01 | 4 | San Francisco District | Shapiro Reservoir Replacement
1910087 | 009 | METROPOLITAN WATER DIST. OF SO. CAL. | M | 0 | C | 10000000 | At the present time, four filters at the 520-mgd Weymouth plant have been removed from service due to unacceptably high outlet turbidity levels. Although staff has conducted filter surveillance and box excavations to investigate filter performance, and h | Under this project, the four filters will be rebuilt with new media and different configurations of design enhancements, so that the performance of these four filters can be monitored and evaluated at full-scale when the four filters are returned to servi | 2000000 | 2010-01-01 | 16 | Central District | Weymouth Treatment Plant Filter Rehabilitation
1910087 | 014 | METROPOLITAN WATER DIST. OF SO. CAL. | M | 0 | C | 10000000 | The 520-mgd Diemer plant, located on the crest of a hill, needs a secondary emergency access road. Securing an adequate secondary access road for the Diemer plant is a long-term objective which would improve emergency access to the plant and provide an o | The project consists of earthwork, retaining walls, storm drain system, bridge (flatbed railcar) system, approximately 1.3 miles of road construction, lighting, security, railings, erosion control, landscaping, and other appurtenant work. The road will b | 12000000 | 2010-01-01 | 16 | Central District | Robert B. Diemer Treatment Plant Emergency Access Road
2702268 | 003 | NEW CAMALDOLI HERMITAGE WS | M | 0 | P | 25 | The water needs are supplied by two springs. Spring No. 1 (S1) is consistently coliform-free, and supplies all water for domestic – i.e., direct human – uses. Spring No. 2 (S2), is very close to some large redwood trees and becomes infiltrated by their ro | The proposed solution is to develop a domestic supply well to augment the water supplied by S1. The well site will be chosen by a geologist and selected based on accessibility and probability of accessing water. The well will have a sanitary seal and th | 140000 | 2010-01-01 | 5 | Monterey District | Domestic Supply Well Development
2702595 | 002 | CACHAGUA COMM CTR WS | M | 0 | P | 32 | System draws surface water from Carmel River. Filtration plant has been unable to meet Health Department turbidity standards and is susceptible to giardia due to source. Water supply has been unreliable during peak river flow due to infiltration gallery d | Installation of well to serve as emergency backup in case of giardia breakout or loss of infiltration gallery due to debris flows in river. | 125000 | 2010-01-01 | 5 | Monterey District | Cachagua Community Center Water System Emergency Source
5500148 | 001 | CHINESE CAMP SCHOOL | M | 0 | P | 35 | only one active source. History of contaminants in area. | one approved source | 100000 | 2009-01-01 | 11 | Merced District | Chinese Camp School
2000507 | 001 | WARNOCK FOOD PRODUCTS #2 | M | 0 | P | 40 | we are a growing food production company and we are seeing increased water useage. this will continue and our only well is not deep enough and will not accept the diameter of a commerical pump. thank you........jon cope. | we are a growing food production company and we are seeing increased water useage. this will continue and our only well is not deep enough and will not accept the diameter of a commerical pump. we need:(1)___a new well and pump. (2)___ 400' to 600'well. | 60000 | 2010-01-01 | 11 | Merced District | new deeper well
2000507 | 002 | WARNOCK FOOD PRODUCTS #2 | M | 0 | P | 40 | we are a growing food production company and we do have good well water. however; we are seeing the need for increased water useage along with increased filtering and treatment needs. the water is good but the well ocassioinly slumps dirt into the water a | we are a growing food production company and we do have good well water. however; we are seeing the need for increased water useage along with increased filtering and treatment needs. the water is good but the well ocassioinly slumps dirt into the water a | 42000 | 2010-01-01 | 11 | Merced District | filtration system, treatment system, distribution system & concrete floor
2700592 | 001 | HARRISON RD WS #01 | M | 0 | P | 40 | Storage tank is rusted. | Replace storage tank. | 5000 | 1998-01-01 | 5 | Monterey District
5400638 | 001 | SIERRA SCHOOL | M | 0 | P | 40 | Sierra School has 2 wells next to each other with a pump for each well. Both wells are over 700 feet deep. We are only able to obtain 1 gallon/minute from the two wells combined. Often, especially during the summer months, one well will dry up, and a s | DWP funds will be used to drill a 4 inch well of approximately 1,000 feet in depth. Funds will also be allocated to determine the location of underground water and avoid, if possible, having to drill through the rock that is usually found at various dept | 500000 | 2009-01-01 | 12 | Visalia District | Cutler-Orosi JUSD Sierra School Pre-application
2702050 | 001 | CHURCH OF THE GOOD SHEPHERD WS | M | 0 | P | 50 | Water tanks are rusting and tank pads are not structurally sound. | Replace tanks and pads. | 50000 | 1998-01-01 | 5 | Monterey District | Replace storage tanks
3400182 | 002 | BOY S RANCH | M | 0 | P | 50 | Insufficient production from single well to meet demand. | Construct a new 150 gpm well and chlorine treatment system. Involves design and construction. | 200000 | 1998-01-01 | 9 | Sacramento District | Water system reliability (1997)
3901322 | 001 | MANTECA INDUSTRIAL PRK CSA-30 | M | 0 | P | 50 | STAND-BY WELL HAS NITRATE IN EXCESS OF MCL | CONSTRUCT TREATMENT FACILITY. OTHER = DESIGN AND CONSTRUCTION | 600000 | 1998-01-01 | 10 | Stockton District
3901322 | 002 | MANTECA INDUSTRIAL PRK CSA-30 | M | 0 | P | 50 | CSA-30 Well #1 exceeds the Primary Drinking Water Standards for Nitrate. Well #1 is one of 2 wells designed to provide domestice water service to a 20 lot subdivision. Since an adjacent well is relatiely low in nitrates, San Joaquin County proposes to r | The work, in general, consists of installation of the new equipment purchased by San Joaquin County. Completion of the well profile to determine nitrate bearing area(s) and the sealing of those areas. | 100000 | 2010-01-01 | 10 | Stockton District | CSA-30 MANTECA INDUSTRIAL PARK
1000316 | 001 | KINGS CANYON HIGH SCHOOL | M | 0 | P | 79 | School is supplied water from only one well. If the well fails, a new well would be needed. | New well or interconnection to another system, if possible | 200000 | 2009-01-01 | 23 | Fresno District | New well to augment single well
5500242 | 001 | SIERRA WALDORF SCHOOL | M | 0 | P | 85 | only one approved source | only one approved source | 1500000 | 2009-01-01 | 11 | Merced District | Sierra Waldorf School
2210907 | 001 | MUSD - CATHEYS VALLEY ELEMENTARY SCHOOL | M | 0 | P | 93 | Th existing water system has only one hardrock well. An additional well is needed to supplement the existing well. | The proposed project consists of the construction of a new well. | 200000 | 2009-01-01 | 11 | Merced District | New well to augment single well
2210911 | 001 | MUSD - SPRING HILL HIGH SCHOOL | M | 0 | P | 93 | The existing water system has only one hardrock well. An additional well is needed to supplement the existing well. | The proposed project consists of the construction of a new well. | 200000 | 2009-01-01 | 11 | Merced District | New well to augment single well
2100545 | 002 | WALKER CREEK RANCH EDUCATIONAL CENTER | M | 0 | P | 100 | The existing distribution system for potable water on Walker Creek Ranch Campus is approximately 50 years old, and is currently loosing about 3,500 gallons per day due to leaks, which equates to over 1.2 million gallons annually. With the water system bei | This project is to detect, locate and repair leaks in the water distribution system, including the installation of shut-off valves and flow meters, in a manner that will most cost effectively serve the long term water distribution needs of the Walker Cree | 215000 | 2010-01-01 | 18 | Sonoma District | Repair of Water Distribution Lines on Walker Creek Ranch Campus
2100545 | 004 | WALKER CREEK RANCH EDUCATIONAL CENTER | M | 0 | P | 100 | The existing distribution system for potable water on Walker Creek Ranch Campus is approximately 50 years old, and is currently loosing about 3,500 gallons per day due to leaks, which equates to over 1.2 million gallons annually. With the water system bei | This project is to replace the main water lines and lateral water lines that provide potable water to the campus, including the installation of shut-off valves and flow meters, in an effort to minimize and eliminate water loss in the distribution system d | 1937020 | 2010-01-01 | 18 | Sonoma District | Replacement of Water Distribution Lines on Walker Creek Ranch Campus
3900756 | 001 | LINDEN USD-GLENWOOD SCHOOL | M | 0 | P | 100 | SYSTEM HAS ONLY ONE WELL. | DRILL NEW WELL AND INSTALL PUMP AND TANK | 45000 | 1999-01-01 | 10 | Stockton District
4901095 | 002 | WESTMINSTER WOODS CAMP | M | 0 | P | 120 | Westminster Woods Camp and Conference Center 501(C)(3) non-profit organization that strives to use our own resources when we have them available. We work hard to maintain the systems that are in place, so our guests receive the most hospitable and welcomi | Our current distribution center features two 10,000 gallon redwood tanks that are nearing failure due to leaks and overall aging of the tanks. This project would consist of constructing either one large, 60,000 gallon storage tank or two smaller 30,000 ta | 100000 | 2009-01-01 | 18 | Sonoma District | Westminster Woods Camp Additional Water Storage
2210908 | 001 | MUSD -COULTERVILLE - GREELEY HILL SCHOOL | M | 0 | P | 122 | The existing water system has only one hardrock well. An additional well is needed to supplement the existing well. | The proposed project consists of the construction of a new well. | 200000 | 2009-01-01 | 11 | Merced District | New well to augment single well
2700703 | 001 | CALVARY CHURCH INC WS | M | 0 | P | 150 | Need additional storage and to replace water mains. | Install seven tanks and 3000 feet of pipe. | 60000 | 1998-01-01 | 5 | Monterey District
3702364 | 001 | CLOVER FLAT ELEMENTARY SCHOOL | M | 0 | P | 160 | "Systems well is not properly located ..." | drill new well | 75000 | 2006-01-01 | 14 | San Diego District | new well
1000111 | 001 | PINE RIDGE SCHOOL | M | 0 | P | 200 | Single well, if it fails, the system is out of water | Drill a new well or interconnection if possible. | 200000 | 2009-01-01 | 23 | Fresno District | New well to augment single well
2702030 | 001 | CYPRESS COMMUNITY CHURCH WS | M | 0 | P | 200 | One 15,000 gallon tank needs to be replaced. Another one is desired for additional storage. | Remove old tank, replace with a new one, and add an additional tank along with necessary water lines. | 15000 | 1998-01-01 | 5 | Monterey District | Replace storage tank
3100077 | 001 | DRY CREEK ELEMENTARY SCHOOL. | M | 0 | P | 200 | Needs second well to ensure reliability. | Scope and analyze recommendations. Recase or redrill a well. | 25000 | 1998-01-01 | 2 | Lassen District
4100538 | 003 | CAMP JONES GULCH | M | 0 | P | 200 | YMCA Camp Jones Gulch has a perennial problem with lack of an adequate water supply. | Drilling a new well and providing pumping stations and pipeline to move water approximately 1 mile. | 50000 | 2000-01-01 | 17 | Santa Clara District | Water supply reliability
1000193 | 001 | NAVELENCIA SCHOOL | M | 0 | P | 203 | School is supplied water from only one well. If the well fails, a new well would be needed. | New well or interconnection to another system, if possible | 200000 | 2009-01-01 | 23 | Fresno District | New well to augment single well
1000192 | 001 | MONROE SCHOOL | M | 0 | P | 219 | School is supplied water from only one well. If the well fails, a new well would be needed. | New well or interconnection to another system, if possible. | 200000 | 2009-01-01 | 23 | Fresno District | New well to augment single well
1000181 | 001 | ALVINA SCHOOL | M | 0 | P | 240 | School is supplied water from only one well. If the well fails, a new well would be needed. | New well or interconnection with another system, if possible. | 200000 | 2009-01-01 | 23 | Fresno District | New well to augment single well
1000204 | 001 | AMERICAN UNION SCHOOL | M | 0 | P | 250 | School is supplied water from only one well. If the well fails, a new well would be needed. | New well or interconnection to another system, if possible | 200000 | 2009-01-01 | 23 | Fresno District | New well to augment single well
2000846 | 002 | SIERRA VIEW SCHOOL | M | 0 | P | 250 | The Sierra View Elementary School water system has the following deficiencies;1. The system has one well only, so there is no backup2. The system has no potable water storage tank3. The system has no hydrotank4. The system has no seperation betwee | The proposed new system would include the following;1. The addition of a new well and submersible pump2. The addition of a 20,000 gallon domestic water storage tank3. The addition of a 3,750 gallon hydrotank4. The addition of a irrigation booster | 257000 | 2007-10-01 | 11 | Merced District | Sierra View New Well Project
1000196 | 001 | RIVERVIEW SCHOOL | M | 0 | P | 257 | School is supplied water from only one well. If the well fails, a new well would be needed. | New well or interconnection with another system, if possible. | 200000 | 2009-01-01 | 23 | Fresno District | New well to augment single well
1000189 | 001 | LATON HIGH SCHOOL | M | 0 | P | 260 | School is supplied water from only one well. If the well fails, a new well would be needed. | New well or interconnection with another system, if possible. | 200000 | 2009-01-01 | 23 | Fresno District | New well to augment single well
1000198 | 001 | TERRY SCHOOL | M | 0 | P | 260 | School is supplied water from only one well. If the well fails, a new well would be needed. | New well or interconnection to another system, if possible. | 200000 | 2009-01-01 | 23 | Fresno District | New well to augment single well
1000206 | 001 | HOUGHTON-KEARNEY SCHOOL | M | 0 | P | 310 | School is supplied water from only one well. If the well fails, a new well would be needed. | New well or interconnection to a nearby system, if possible. | 200000 | 2009-01-01 | 23 | Fresno District | New well to augment single well
1000190 | 001 | LONE STAR SCHOOL | M | 0 | P | 347 | School is supplied water from only one well. If the well fails, a new well would be needed. | New well or interconnection to another system, if possible. | 200000 | 2009-01-01 | 23 | Fresno District | New well to augment single well
3400254 | 001 | DILLARD ELEMENTARY SCHOOL | M | 0 | P | 350 | Old and outdated plumbing. Outdated backflow prevention device. Multiple unneeded cross-connections | Replace and streamline plumbing. Replace backflow prevention device. | 12500 | 1998-01-01 | 9 | Sacramento District | Rehabilitate distribution system
1000104 | 001 | CENTERVILLE SCHOOL | M | 0 | P | 368 | School is supplied water from only one well. If the well fails, a new well would be needed. | New well or interconnection with another system, if possible. | 200000 | 2009-01-01 | 23 | Fresno District | New well to augment single well
1000208 | 001 | ROOSEVELT ELEMENTARY SCHOOL | M | 0 | P | 370 | School is supplied water from only one well. If the well fails, a new well would be needed. | New well or interconnection to another system, if possible. | 200000 | 2009-01-01 | 23 | Fresno District | New well to augment single well
1000276 | 001 | ORANGE CENTER SCHOOL | M | 0 | P | 410 | School is supplied water from only one well. If the well fails, a new well would be needed. | New well or interconnection to another system, if possible. | 200000 | 2009-01-01 | 23 | Fresno District | New well to augment single well
1000184 | 001 | DUNLAP K-8 SCHOOL | M | 0 | P | 459 | School is supplied water from one well, if it goes out due to drought conditions a new well would be needed. | New well or inconnection with larger system if possible. | 200000 | 2009-01-01 | 23 | Fresno District | New well to augment single well
1000194 | 001 | PACIFIC UNION ELEMENTARY SCHOOL | M | 0 | P | 490 | School is supplied water from only one well. If the well fails, a new well would be needed. | New well or interconnection with another system, if possible | 200000 | 2009-01-01 | 23 | Fresno District | New well to augment single well
1000187 | 001 | INDIANOLA SCHOOL | M | 0 | P | 500 | School is supplied water from only one well. If the well fails, a new well would be needed. | New well or interconnection with another system, if possible. | 200000 | 2009-01-01 | 23 | Fresno District | New well to augment single well
1000285 | 002 | WASHINGTON COLONY SCHOOL | M | 0 | P | 550 | School is supplied water from only one well. If the well fails, a new well would be needed. | New well or interconnection to another system, if possible | 200000 | 2009-01-01 | 23 | Fresno District | New well to augment single well
1000185 | 001 | GREAT WESTERN ELEMENTARY SCHOOL | M | 0 | P | 567 | School is supplied by one well that if it goes out due to drought conditions will be out of water. | Drill a new well or if possible connect to a larger system | 200000 | 2009-01-01 | 23 | Fresno District | New well to augment supply
1000180 | 001 | ALTA ELEMENTARY SCHOOL | M | 0 | P | 578 | School is supplied water from only one well. If the well fails, a new well would be needed. | New well or interconnection with another system, if possible. | 200000 | 2009-01-01 | 23 | Fresno District | New well to augment single well
5500152 | 003 | CURTIS CREEK ELEMENTARY SCHOOL | M | 0 | P | 595 | only one approved source | only one approved source | 100000 | 2009-01-01 | 11 | Merced District | Curtis Creek School- single well
2000611 | 001 | COARSEGOLD ELEMENTARY SCHOOL | M | 0 | P | 600 | Coarsegold Elementary School is in need of additional water storage for fire suppression. There is a need for a storage tank and a pump. The school also needs a new well for drinking water for students and staff at the school. No drinking water standard, | The project would include installation of a water storage tank and pump for fire suppression purposes at Coarsegold Elementary School and a new well at the school to supply drinking water for students and staff. | 325000 | 2008-04-01 | 11 | Merced District | New well for Coarsegold Elementary School
1000105 | 001 | MADISON ELEMENTARY SCHOOL | M | 0 | P | 722 | School is supplied water from only one well. If the well fails, a new well would be needed. | New well or interconnection with another system, if possible. | 200000 | 2009-01-01 | 23 | Fresno District | New well to augment single well
2900532 | 001 | PENN VALLEY SHOPPING CENTER WATER SYSTEM | M | 0 | P | 750 | Single well source lacks reliability. | Hook into the NID treated water system. Abandon the present well. | 140000 | 1998-01-01 | 21 | Valley District
1000201 | 001 | SUN EMPIRE SCHOOL | M | 0 | P | 780 | School is supplied water from only one well. If the well fails, a new well would be needed. | New well or interconnection to another system, if possible. | 200000 | 2009-01-01 | 23 | Fresno District | New well to augment single well
3301494 | 001 | Palm Springs Aerial Tramway | M | 0 | P | 1000 | The Palm Springs Aerial Tramway (PSAT) is a Special District created by a special act by the state of California. PSAT provides aerial tramway transportation from the Valley Station (in Palm Springs) to the Mountain Station (in the San Jacinto mountains) | PSAT would like to remove the current Valley Station drinking water storage tank and replace it with 2 new 25 x 20 73.5kg drinking water storage tanks. The purpose of having 2 storage tanks is to continue providing safe drinking water to customers if t | 267038 | 2008-08-01 | 20 | Riverside District | Valley Station drinking water storage tank replacement
3400180 | 001 | BRANCH CENTER | M | 0 | P | 1500 | Due to contamination, wells were shut down. Temporarily, the water is being provided through inter-tie with Citizens. Pressure loss is very large and no emergency water storage is available. | Construct 500,000 g water storage tank with a 1,500 gpm booster station facility. Involves design and construction. | 500000 | 1998-01-01 | 9 | Sacramento District
3301238 | 001 | Eisenhower Medical Center | M | 0 | P | 2000 | 10,000 gal. Cistern - 20 years old - below ground level. Walls leaking - needs new above ground steel tank. | Planning on erecting above ground steel tank - small pumping station. | 50000 | 1998-01-01 | 20 | Riverside District
1000367 | 001 | SELMA HIGH SCHOOL | M | 0 | P | 2225 | School is supplied water from only one well. If the well fails, a new well would be needed. | New well or interconnection to another system, if possible. | 200000 | 2009-01-01 | 23 | Fresno District | New well to augment single well
3301155 | 001 | College of the Desert | M | 0 | P | 4000 | System is in need of new piping, lines, and backflow devices. | Install new. | 900000 | 2000-01-01 | 20 | Riverside District
2910300 | 003 | MALAKOFF DIGGINS SHP | M | 0 | N | 25 | Currently the Derbec Well located at Malakoff Diggins State Historic Park is in the need or replacement. The existing building does not accommodate the needed equipment. The well is located approximately 5 miles from the nearest electrical lines so it h | For this project, we would install a building on the same location of the existing building. The new building would measure approximately 40' X 40' and the color to blend into the environment. The roof will have exhaust vents located on the top to remov | 275000 | 2010-01-01 | 21 | Valley District | Replacement of Derbec Well Shed at Malakoff Diggins SHP
3103666 | 001 | SILVER CREEK SUMMER HOME TRACT | M | 0 | N | 25 | The drinking water for Silvercreek poses a serious health risk to consumers. The untreated community well services 23 dwellings. Water samples, analyzed at the entry point in the system, are high in arsenic, above the EPA’s MCL. This is exacerbated by | To bring arsenic into compliance, under the MCL of 10ug/L, would require installation of new treatment technology and possibly utilizing a new water source or blending water sources. All scenarios require replacement and upgrading of the storage and dist | 211000 | 2007-07-01 | 2 | Lassen District | Silvercreek Arsenic Treatment
3200139 | 001 | Almanor Heights MWC | M | 0 | N | 25 | The existing 40 year old 25,000 gallon steel bolted tank has deteriated due to rust problems. We intalled a PVC liner 16 years ago but now rust on the spider rods and tank top, along with pin holes are beyond repair. Documentation, both written and photog | We wish to replace our 25,000 gallon steel bolted tank that is 40 years old and has rust problems on the interior. We would like to replace this with a 50,000 gallon steel bolted epoxy lined tank which would provide adequate and improved water supply and | 163000 | 2008-01-01 | 2 | Lassen District | Water tank replacement for Almanor Heights Mutual Water Company
3601016 | 001 | Ponderosa Guest Ranch | M | 0 | N | 25 | Inadequate source and storage capacity, old mainline | Construct new storage tank, rehab well, replace mainline | 2500000 | 1998-01-01 | 13 | San Bernardino District | Replace system (1997)
1900594 | 001 | CAMP VERDUGO OAKS BOY SCOUTS | M | 0 | N | 30 | Limited water delivery capacity and capability of existing source | Drill new well | 100000 | 2005-01-01 | 16 | Central District | New well
3301526 | 001 | Ragsdale Water | M | 0 | N | 30 | We are developing a new water system and creating a mutual water company that will provide quality drinking water and fire flow for community growth. | To be determined | 2000000 | 2007-10-01 | 20 | Riverside District | Desert Center / Ragsdale Water System
4500017 | 001 | MOOSE CAMP | M | 0 | N | 50 | We have had inflitration caused by low water pressure, backflow from users, leaking old pipe lines, stagnation from ends of lines, and possibly repairs to the system. We seldom but on occaission have not passed our water tests due to the detection o | The current system consists of two 20 gpm wells that are about 20 years old, a 10,000 gallon above ground storage tank, 10,000 feet of very old (40 to 60 years old) 2 and 3 inch failing steel pipe serving 52 houses with the potential of about 70 tota | 170000 | 2008-03-01 | 2 | Lassen District | Moose Camp Rehab
4901223 | 001 | SONOMA COUNTY PARKS-PUTNAM PARK | M | 0 | N | 50 | Need well, distribution lines, water pumps, chlorinator and tank replacement. | Replace well, distribution lines, water pumps, chlorinator and tank. | 125000 | 1999-01-01 | 18 | Sonoma District
1000166 | 001 | CAMP EL-O-WIN | M | 0 | N | 100 | ALL WATER LINES ARE INSTALL ABOVE GROUND AND ARE SUBJECT TO FREEZING, BREAKAGE AND CONTAMINATION. | BURY ALL WATER LINES BELOW THE FREEZE LINE. | 20000 | 2000-01-01 | 23 | Fresno District
4000642 | 001 | CHRISTMAS COVE COMPANY | M | 0 | N | 100 | Low well production and source capacity which does not meet Water Works standards. | Drilling a new well and providing a new storage tank with automatic chlorination, filtration and water softener. | 25000 | 1999-01-01 | 6 | Santa Barbara District
0500028 | 001 | SHERMAN ACRES MUTUAL WATER ASN | M | 0 | N | 120 | Water system is composed of aging PVC pipe installed in the early 70s with volunteer labor. The system was poorly designed and is not looped per modern construction standards. There are multiple dead end lines without adequate flush outs/blow-offs. | Project will consist of two phases:1. Replacement of water mains - all mains (approx 8500) will be replaced with modern pipe and the system will be engineered and designed to meet all modern codes and standards.2. Development of a back-up well - a se | 2000000 | 2009-06-01 | 10 | Stockton District | Sherman Acres Mutual Water Assoc. - Pipeline Replacement & Well
3600585 | 001 | Thousand Pines Amer. Ctr. | M | 0 | N | 120 | Multiple leaks in distribution system | Replace water mains to comply with waterworks standards | 60000 | 2004-01-01 | 13 | San Bernardino District | Replace water mains
1502249 | 001 | CAMP ST NICHOLAS WATER SYSTEM | M | 0 | N | 125 | LARGER STORAGE TANK, A NON-ELECTRIC PUMP ALTENATIVE BACK-UP SYSTEM | MORE CAPACITY & FIRE PREVENTION FOR CAMP | 35000 | 2001-01-01 | 19 | Tehachapi District
3600537 | 001 | Camp Ta Ta Pochon | M | 0 | N | 170 | Rock and mortar tank is not rodent proof | Construct new storage facility | 50000 | 1998-01-01 | 13 | San Bernardino District
3210300 | 002 | PLUMAS-EUREKA S.P. | M | 0 | N | 194 | Currently, the main waterline supplying Plumas Eureka State Park is an elevated pipe above Little Jamison Creek. This line back 10 years ago was approximately 5 feet below the creek-bed. Over the years, downward cutting of the stream exposed the pipe an | With this project, we would take the existing 6" main line water pipe where it comes down from the main water tank and install a T and a fire hydrant next to the historic buildings and then continue out to Jamison Mine Road. We would then turn and go up | 250000 | 2010-01-01 | 2 | Lassen District | Plumas Eureka State Park Water Main Re-route (2009)
1000573 | 001 | MOUNTAIN VALLEY COMMUNITY CHURCH | M | 0 | N | 240 | The funds requested are to cover the costs of installing a flow meter to monitor water usage and pay for the pump house that protects water source 01 well head, pressure tank and piping from freezing during the winter months.Squaw Valley, California is an | California Department of Public Health notified all water systems that they strongly recommend that a totalizing flow meter be installed as soon as possible to be monitored on a regular basis. The church operates totally on donations and would appreciate | 10000 | 2009-01-01 | 23 | Fresno District | Mountain Valley Community Church Water System - Totalizing Meter
1000170 | 001 | CAMP FRESNO WATER SYSTEM | M | 0 | N | 250 | THE WATER SYSTEM IS ABOUT 70 YEARS OLD AND THE ENTIRE DISTRIBUTION SYSTEM NEEDS TO BE REPLACED. | REPLACE THE OLD EXISTING STEEL PIPE AND VALVING. | 110000 | 1998-01-01 | 23 | Fresno District
1000170 | 002 | CAMP FRESNO WATER SYSTEM | M | 0 | N | 250 | Camp Fresno is a family oriented facility located along Dinkey Creek in the Sierra Nevada Mountains, in Fresno County, California. Since 1926, the City of Fresno has held a lease agreement with the U. S. Forestry Department for Camp Fresno, a 34 a | The project will include engineering and development of plans and specifications, and the construction and installation of a new water distribution system to serve Camp Fresno, including fire hydrants. The project will remove the current deteriorated two | 200000 | 2008-04-01 | 23 | Fresno District | Camp Fresno Water System Improvements
3600534 | 004 | De Benneville Pines Inc | M | 0 | N | 250 | Camp de Benneville Pines is a faith-based summer camp and conference center located in the mountains of the San Bernardino National Forest. This institution was acquired in 1961 from the Boy Scouts, who operated a facility on this site from the mid to la | The planned project will replace existing 2700 feet of 2” galvanized decaying galvanized water mains that range in age from 45 to 65 years with current AWWA and NFTA code lines. The new lines and mains will vary from 8” to 2” in diameter depending on the | 250000 | 2010-01-01 | 13 | San Bernardino District | Replacement of existing 2 inch water lines with 8 inch
4901222 | 001 | SONOMA COUNTY PARKS-VET. MEMORIAL BEACH | M | 0 | N | 250 | Need well, distribution lines, water pumps, chlorinator renovation. | Replace well, distribution lines, water pumps, chlorinator renovation. | 110000 | 1999-01-01 | 18 | Sonoma District
0900506 | 001 | SPRING CREEK TRACT ASSOCIATION | M | 0 | N | 280 | SCTA's water distribution system which was installed in 1954 is experiencing an increasing number of leaks. Our leak repair program will soon not be cost effective because of the large number of leaks. The repairs cannot always be made in a timely manne | To replace the aging distribution system using larger pipe to increase flows for fire protection. | 685000 | 1998-01-01 | 9 | Sacramento District
1000165 | 001 | BSA/CAMP CHAWANAKEE | M | 0 | N | 400 | THE TANKS ARE OLD AND RUSTED. | INSTALL A 60,000 GALLON STORAGE TANK AND PIPELINES. | 250000 | 1998-01-01 | 23 | Fresno District
3701965 | 001 | MATAGUAY SCOUT RESERVATION | M | 0 | N | 400 | This project with help to have clean water to the boysthat come up to enjoy the outdoors and Ranger residents that live on the Mataguay Scout Ranch. If this project goes through we will have better water with a safer system. | This project will replace the old water storage tanks that need repair. | 220000 | 2010-01-01 | 14 | San Diego District | Water Storage Tanks replacement
5500031 | 001 | CAMP MATHER | M | 0 | N | 500 | The city of San Francisco owns and operates a large camp ground facility as well as providing emergency services staging area, if needed, for the Hetch Hetchy water operations. Currently the system, which consists of eight large tanks holding approx. 50, | 1. Demolish and remove six existing 50,000 gallon/each wooden clear water holding tanks.2. Install six new 65,000 gallon/each metal clear water holding tanks.3. Remove and replace one 50,000 gallon mixing tank.4. Complete upgrade of existing chemical | 650000 | 2010-01-01 | 11 | Merced District | Camp Mather Water Tanks Replacement/Treatment Upgrade
2701184 | 001 | SAN ANTONIO LAKE PARK SOUTH WS | M | 0 | N | 650 | Monterey County Environmental Health has stated that the treatment plant will need to be fully automated in the near future. Twelve, forty plus year old pneumatic values are ultimately not working properly and need to be replaced. Many of the existing | New electric valves need to be purchased and installed and auto controls need to be installed to operate the new electric valves.Also, upgrading and replacement of pipe systems, valves, and water distribution equipment. | 115000 | 2010-01-01 | 5 | Monterey District | Lake San Antonio, South Shore, Drinking Water Treatment Plant Facility Upgrades
2701183 | 001 | SAN ANTONIO LAKE PARK NORTH WS | M | 0 | N | 999 | Old existing tank linings are failing, causing rust through perforation and leakage, this problem continues to worsen as they get older. Two of the tanks have already been taken out of service. This is a major concern to the parks department during the bu | Replace four existing water storage tanks that supply potable water to all campgrounds at North Shore, Lake San Antonio. No current violations have been issued. However, Monterey County Environmental Health will require these tanks be replaced.Upgrading a | 112000 | 2010-01-01 | 5 | Monterey District | Lake San Antonio, North Shore, Drinking Water Storage Tank Replacement
0210300 | 001 | CA STATE PARKS - GROVER HOT SPRINGS | M | 0 | N | 1000 | Grover Hot Spring State is a popular campground and geothermal pool complex located on the Eastern Sierra's. The parks water service comes from Buck Creek which runs through the park. We draw a portion of the water out of the creek and run it through a | We plan on identifying the location of the water line within the park prior to beginning the project. We would then pothole down to the water line and insert a valve into the main line. This can be accomplished without having to shut the system down and | 200000 | 2010-01-01 | 9 | Sacramento District | Main Water Line Rehabilitation Project
2905001 | 001 | SOUTH YUBA RIVER STATE PARK | M | 0 | N | 2500 | Currently the S. Yuba watersystem operates on a demand basis. We do have 3 pressure tanks installed in the system but we do not have any treated water storage. When we have power failures effecting the well, we must use a portable generator to power the | We propose to install an 25,000 gallon water storage tank on the hill next to S. Yuba River State Park. This park has a visitation of up to 2,500 visitors per day during the summer months and is currently only has 3 pressure tanks installed in the water | 500000 | 2008-05-01 | 21 | Valley District | Installation of Water Storage Tank and Supply/Distribution Line
0910301 | 002 | CA STATE PARKS - D.L. BLISS | M | 0 | N | 2800 | Water Plants within the Sierra District are rather spread out. The entire length of our District is approximately 400 miles long and 200 miles wide. It consists of 10 water treatment facilities and 9 sewage pumping facilities. The District has 1 Chief | We plan on continuing the installation of hardware and software needed for the S.C.A.D.A. system at each water plant to facilitate in the collection of data at a central location within each park unit. This data would then be transmitted via a secure Int | 350000 | 2010-01-01 | 9 | Sacramento District | Completion of S.C.A.D.A. Monitoring System for Sierra District Water Plants
3400297 | 001 | GIBSON RANCH COUNTY PARK | M | 0 | N | 10000 | No backflow devices on wells. Double check valve does not meet standards. Chlorine gas storage unit is in noncompliance. | Upgrade wells' double check valves, install new backflow preventers, and replace chlorine gas treatment to liquid Hypochlorite treatment. | 25000 | 1998-01-01 | 9 | Sacramento District | Upgrade well appurtenances
3400168 | 001 | COSUMNES RIVER INDIAN ASSOC | M | 0 | S | 17 | Storage tank is too small, low pressure, needs a second well. | New pump and piping, larger storage tank and valves. | 83000 | 1999-01-01 | 9 | Sacramento District
3301630 | 001 | BLYTHE - HIDDEN BEACHES | N | 40 | C | 300 | Groundwater source quality problems (TDS, iron, and manganese) and insufficient storage capacity. (see attached documentation) | Construct a transmission main pipeline connection of the water system to the City of Blythe water system. | 6716000 | 1998-01-01 | 20 | Riverside District
4900788 | 002 | EL CRYSTAL MOBILE HOME PARK | N | 35 | C | 130 | The problem was exceedance of a chemical MCL, i.e. Manganese.We have installed filtration equipment and are currently in compliance but other problems with the system remain.City water is right in front of the property so hookup would be fairly easy.There | We would like to hook up to city water.The connection is just at the front of the mobile home park.We would need to re-plumb the the mainlines and laterals in the park as the exisiting plumbing might not be adequate to handle the increased pressure of cit | 50000 | 2010-01-01 | 18 | Sonoma District | El Crystal MHP pre-appication
2010014 | 001 | HILLVIEW WATER CO-GOLDSIDE-HIL | N | 35 | C | 927 | SYSTEM EXCEEDS THE SECONDARY DRINKING WATER STANDARDS FOR TDS AND IS BORDERLINE FOR CHLORIDE. | FILTRATION OF FOUR WELLS AND INTERCONNECTION OF THIS SYSTEM TO THE OAKHURST-SIERRA LAKES SYSTEM WHICH IS ABOUT 3 MILES AWAY. | 800000 | 1999-01-01 | 11 | Merced District | Iron and Manganese Compliance
5110002 | 038 | CITY OF YUBA CITY | N | 30 | C | 51504 | The Temple is experiencing deteriorating ground water quality and failure to meet regulatory requirementis for arsenic, and/or nitrates, iron, and manganese is imminent. The system is located with the City of Yuba City's Sphere of Influence and Water Rig | The requested funds would enable the City to purchase and install 1400 feet of 8- inch pipe, fittings and meter. Although this is only one business, it serves a large number of residents each week. It is important to them that their water system provide | 175700 | 2010-01-01 | 21 | Valley District | Sri Guru Nanhk Sikh Temple Water System
2300730 | 002 | WESTPORT COUNTY WATER DISTRICT | N | 25 | C | 70 | Fe & Mn above secondary standards | Install treatment to remove Fe & Mn to below secondary standards | 500000 | 2005-01-01 | 3 | Mendocino District | Iron & Manganese Treatment
1502315 | 001 | CAMP OWEN WATER SYSTEM | N | 25 | C | 220 | HIGH LEVELS OF IRON, TURBIDITY AND DBCP ARE PRESENT IN 1 OF OUR 3 WELLS MAKING IT UNUASBLE. SEVERAL SMALL LEAKS IN OUR 32,000 GAL. WATER TANK. NOTE: DBCP NOT PRESENT IN SAMPLES SUBMITTED. | INSTALL FILTRATION AND WATER CONDITIONING SYSTEM AT THE SITE OF THE EAST WELL SO THAT IT CAN BE UTILIZED. REPLACE/REPAIR WATER STORAGE TANK. | 60000 | 1999-01-01 | 19 | Tehachapi District
5310002 | 001 | TRINITY CO. W.W. DIST #1 | N | 25 | C | 1500 | Habitual reoccurrence of taste and odor problems associated with iron and manganese. Numerous taste and odor complaints. | Provide for iron and manganese treatment system. Design and install temperature control devices at raw water reservoir. | 1300000 | 1998-01-01 | 1 | Klamath District
2710005 | 001 | CASTROVILLE COMMUNITY SERVICES DISTRICT | N | 25 | C | 6722 | Sea water intrusion close to main well | Drill new well deeper or further from intrusion area | 500000 | 2005-01-01 | 5 | Monterey District | Sea Water Intruded Well
2500513 | 002 | MJUSD-ARLINGTON ELEM. SCHOOL | N | 25 | P | 35 | The manganese level in the existing well exceeds the MCL for manganese. | Drill a new well in a strata that meets the MCL for manganese. | 44850 | 1998-01-01 | 1 | Klamath District
3600365 | 001 | River Land Resort | N | 25 | N | 25 | High Iron and Manganese, Inadequate storage | Construct treatment facility, Construct tank | 100000 | 1998-01-01 | 13 | San Bernardino District
0400026 | 003 | MEADOWBROOK OAKS | N | 20 | C | 50 | Water & filtrartion system to remove excess iron (feric & ferrous), Manganese and bring down turbity to acceptable levels per Butte County Health Department. | Install new water treatment sytem and pressure tanks, backwash filters & water softeners. Building construction and necessary fencing to protect and house the equipment. Removal of old equipment & pressure system. | 40000 | 2010-01-01 | 21 | Valley District | Iron and Manganese treatment
5800572 | 002 | FAIRWAY DOWNS MUTUAL WATER CO | N | 20 | C | 60 | Well for this system has very high iron and manganese levels. | Install iron and manganese filtration system for removing these secondary standard constituents. | 73000 | 1998-01-01 | 21 | Valley District | Iron and Managanese (1997)
1810003 | 001 | LASSEN COUNTY WATER DISTRICT #1 | N | 20 | C | 320 | Fail secondary drinking water standards for iron and manganese. | Purchase and installation of filters to remove the iron and manganese. | 210000 | 1998-01-01 | 2 | Lassen District | Iron and manganese removal
5510019 | 001 | TUD - MONO VILLAGE WATER SYSTEM | N | 20 | C | 649 | EXCESSIVE IRON AND MANGANESE IN FOUR WELLS. | INSTALL TREATMENT SYSTEMS FOR REMOVAL OF IRON AND MANGANESE. | 162000 | 1998-01-01 | 11 | Merced District
3301577 | 001 | CSA #62 | N | 20 | C | 700 | TDS is 1600 mg/l and the iron and manganese are high. Groundwater source water quality violations. Insufficient storage reservoir and booster pump station capacity. CSA # 62: See attached | Install filtration treatment units. Construct new storage reservoir and booster pump station. | 100000 | 1998-01-01 | 20 | Riverside District
1610006 | 002 | STRATFORD PUD | N | 20 | C | 837 | In and effort to increase source water production, the District installed a new well (#7) in June 2004 to supplement the water production from the existing wells (#5 and #6). However, well # 7 has an odor problem and has been placed off line. The Distri | The proposed project is to furnish and install two (2) - 150,000 gallon water storage tanks connected to well #7. The purpose of the tanks are to aereate the water from well #7, provide fire flow and maximum day demand. The pipeline will allow for bypas | 1400000 | 2010-01-01 | 12 | Visalia District | Stratford PUD Odor Mitigation and Water Storage Project
3210011 | 001 | PLUMAS EUREKA CSD | N | 20 | C | 1785 | Excessive iron and manganese concentrations in the source water. | Construction of water treatment facilities. | 600000 | 1998-01-01 | 2 | Lassen District
0610004 | 004 | CITY OF WILLIAMS | N | 20 | C | 5250 | Excessive manganese levels in ground water; Also hard water, failing well, productivity; | upgrade system capacity; identify and develop well on new site to include storage facility; conduct preliminary engineering study of existing system quality, production; develop plans and specs; etc | 4000000 | 2004-01-01 | 21 | Valley District | New Well and Treatment (2003)
1010005 | 001 | FIREBAUGH CITY F | N | 20 | C | 6500 | THE CITY'S TWO IRON AND MANGANESE REMOVAL PLANTS DO NOT HAVE ENOUGH FILTERS TO RELIABLY TREAT ALL THE WELLS THAT ARE PUMPED TO THE TWO PLANTS. | INSTALL TWO NEW FILTERS AT EACH PLANT SITE AND CONSTRUCT A BACKWASH WATER RECLAMATION SYSTEM AT EACH PLANT SITE. | 1073500 | 1998-01-01 | 23 | Fresno District
1510045 | 008 | GOLDEN HILLS CSD | N | 20 | C | 7434 | The Golden Hills Community Services District (District) is located in the Tehachapi Mountains in Kern County, 40 miles east of Bakersfield. The District has a Median Household Income (MHI) of $48,047 (which is 3 percent higher than the Disadvantaged Comm | The project consists of the installation of a package water treatment system for manganese removal. The method of removal would be by oxidation, precipitation and filtration through the use manganese greensand. The treatment system would include a chemi | 288000 | 2010-01-01 | 19 | Tehachapi District | Wellhead Treatment Project
1910160 | 002 | TRACT 349 MUTUAL WATER CO. | N | 20 | C | 7500 | Excessive manganese and iron contaminants at groundwater source | Purchase and install equipment to remove secondary contaminants | 950000 | 2001-01-01 | 7 | Hollywood District | Iron and Manganese treatment
5510001 | 003 | TUD - SONORA/JAMESTOWN WATER SYSTEM | N | 20 | C | 10294 | THE JAMESTOWN AREA OF THE SYSTEM DOES NOT HAVE SUFFICIENT PRESSURES DURING PEAK DEMAND PERIODS. THIS FORCES THE USE OF A WELL THAT HAS EXCESSIVE IRON AND MANGANESE LEVELS. | ADD A 300 GPM IRON AND MANGANESE REMOVAL SYSTEM FOR THE WELL. | 128000 | 1999-01-01 | 11 | Merced District
5110002 | 036 | CITY OF YUBA CITY | N | 20 | C | 51504 | Ozone is the #1 preferred disinfectant process for obtaining optimum taste and minimum odor in the water. The WTP experiences seasonal taste and odor problems due to source water inceases in Geosmin algae. This has resulted in many customer complaints a | Install an Ozone system at the Water Treatment Facility. | 495000 | 2010-01-01 | 21 | Valley District | Ozone System
4700569 | 001 | WILLOW CREEK SCHOOL | N | 20 | P | 100 | "Rust" in water, occcasional taste and odor problems, and calcium build up on fixtures. Past chemical analysis shows manganese concentration greater than secondary MCL. | Add treatment to remove rust and/or manganese. | 10000 | 1998-01-01 | 1 | Klamath District | Treat for manganese removal
2100581 | 001 | HOG ISLAND OYSTER CO. | N | 20 | N | 25 | The sole water source, located close to Tomales Bay, is exhibiting water quality problems that are consistent with salt water intrusion. Flouride levels of 2.6 mg/L exceed the Primary MCL. Significant Secondary MCLs are violated. TDS is 1200 mg/L; Specifi | Consolidation with the Marshall Tavern water system, which has an existing groundwater well with superior water quality compared to Hog Islands, is characterized by the local LPA as the most cost effecient and logistically superior solution to the water | 100000 | 2007-10-01 | 18 | Sonoma District | Hog Island/Marshall Tavern Joint water Project
1700668 | 001 | MAHARISHI VEDIC SCHOOL | N | 20 | N | 90 | Rust (iron) and silt. | Convert existing 20,000 gal tank to sand filter. | 30000 | 1998-01-01 | 3 | Mendocino District
2300506 | 003 | MEADOW ESTATES MUTUAL | N | 15 | C | 85 | Our source water exceeds State of California standards for manganese and iron which cause user complaints related to staining, taste and odor. | Installation of an ozone/permanganate treatment system to reduce the levels of manganese and iron to acceptable levels. System will include a solution feed tank for permanganate, addition of Green Sand to our current pressure filter tanks, and installati | 15000 | 2010-01-01 | 3 | Mendocino District | Water Quality Improvement
1610006 | 004 | STRATFORD PUD | N | 15 | C | 837 | The Stratford Public Utility District (District) provides both water and sewer service to the unincorporated community of Stratford. The District's water supply consists of three wells. The wells pump directly into the distribution system with an elevat | The project proposes the installation of an air stripper at Well 7. The site is large enough to accommodate the improvements. The air stripper will reduce the level of methane gas from the well. The improvements will also include a wet well, electrical | 750000 | 2010-01-01 | 12 | Visalia District | Well 7 Methane Reduction
2710013 | 001 | CWSC LAS LOMAS | N | 15 | C | 2349 | Well water is above the MCL in iron and manganese. | Design and construct filter system. | 640000 | 2000-01-01 | 5 | Monterey District
3510004 | 001 | AROMAS WATER DISTRICT | N | 15 | C | 2700 | Need additional capacity. Currently system is on voluntary water rationing. Also need water quality improvements for elevated manganese levels | drill new well with needed capacity and acceptable water quality | 976664 | 2002-01-01 | 5 | Monterey District | Elevated manganese
0610004 | 008 | CITY OF WILLIAMS | N | 15 | C | 5250 | Our water significantly exceeds State and Federal limits for potable water for Manganese and Iron concentrations at all ground water sources. Because of these excesses, the City cannot obtain CDPH permits on our wells. Manganese Maximum Contaminat | In order to acheive compliance the City proposes to install filters specifically designed to remove Iron and Manganese at each of our three primary wells as the wells enter into the distribution system directly, not to a central storage tank. The filt | 1720000 | 2010-01-01 | 21 | Valley District | Williams Manganese Filtration
2410006 | 002 | DELHI CWD | N | 15 | C | 5548 | THE WATER SYSTEM IS EXPERIENCING PROBLEMS WITH IRON, MANGANESE, AND NITRATE. THE NITRATE LEVELS ARE BELOW THE MCL. | CONSTRUCT A STORAGE TANK WITH A BOOSTER SYSTEM TO STORE AND PUMP TREATED WATER. | 1500000 | 1998-01-01 | 11 | Merced District
4510005 | 006 | CITY OF REDDING | N | 15 | C | 85703 | Have wells with high iron and manganese | Provide treatment for iron and manganese | 4000000 | 2009-01-01 | 2 | Lassen District | Construct iron and manganese treatment
1510003 | 003 | CWS - BAKERSFIELD | N | 15 | C | 208867 | Compliance with proposed arsenic MCL, iron & manganese problems in wells. Will consolidate Olcese system with Bakersfield system | Construct a 20 MGD surface water treatment plant | 22500000 | 2001-01-01 | 12 | Visalia District
4901170 | 001 | NEW DIRECTIONS ADOLESCENT SERVICES | N | 15 | P | 150 | Objectionable amounts of suspended matter which interferes with UV system. Manganese >MCL. | Confirm composition of suspended matter, design and install system to remove and dispose of solids. | 14000 | 1998-01-01 | 18 | Sonoma District
1503145 | 002 | BERRENDA MESA WATER DISTRICT, DOM SYSTEM | N | 10 | C | 80 | Berrenda Mesa Water District (BMWD) purchases treated wholesale water from the Lost Hills Public Utility District (LHPUD) and provides metered water service to the Blackwell’s Corner community located near the intersection of Highway 33 and 46 in northwes | The project consists of the replacement of 10 miles of 6-inch diameter pipe with 8-inch diameter pipe (complying with Kern County Development Standards for fire protection). The pipeline begins at an existing tank and booster station near Brown Material | 1900000 | 2010-01-01 | 19 | Tehachapi District | Domestic Water Pipeline Replacement
4000670 | 001 | WALNUT HILLS MUTUAL WATER CO | N | 10 | C | 486 | Wells exceed iron, manganese and hydrogen sulfide secondary standards. | Construct a water treatment facility and connect to the water system. | 50000 | 1998-01-01 | 6 | Santa Barbara District
1503329 | 001 | HART CREEK ESTATES MUTUAL WATER CO. | N | 10 | C | 499 | The Hart Creek Estates Mutual Water Company serves approximately 56 residential customers in a remote mountain community in Kern County, California. The water system consists of two small hard rock wells that supply an existing storage tank. The storage | The two existing water supply wells are piped together and convey water to an existing storage tank. The project involves installing a treatment system to remove the iron and manganese from the water exiting the storage tank. This will be accomplished b | 500000 | 2010-01-01 | 19 | Tehachapi District | Iron and Manganese Removal System
0400012 | 001 | FARM LABOR HOUSING | N | 10 | C | 500 | Chemical testing of our water system has found an elevated amount of Manganese above the secondary MCL for consumer consumption. These "black deposits" were first detected in our water system back in 1975. Along with the appearance of the water it also ha | This project would involve a water treatment system to be installed at each of our two wells in order to remove the manganese in our water system. The east well or Well #1 would have a 200 GPM Quadaplex System, which would require (4) 36x72 automatic Iron | 68880 | 2010-01-01 | 21 | Valley District | Gridley FLH - Water System Upgrade
2701676 | 001 | SAN LUCAS WD | N | 10 | C | 500 | High levels of iron, manganese, and dirt in water supply. | Design and engineer a project which would enable water system to remove dirt, iron, and manganese from water supply. | 90000 | 1998-01-01 | 5 | Monterey District
1910018 | 007 | BELLFLOWER MUNICIPAL WATER SYSTEM | N | 10 | C | 5967 | BACKGROUND - In January 2007, the City acquired the assets of the Peerless Water Company for the sum of $5.8 million. On March 21, 2007, the California Department of Health Services (DHS) made their first site visit and inspection of the water system sinc | The Bellflower Municipal Water System (BMWS) Company plans to construct a new "high capacity" well to enable each agency to withdraw its full entitlement as necessary during dry-years. This would enable flexibility in supply so that the two agencies could | 2750000 | 2010-01-01 | 16 | Central District | High Capacity Well #2
1610005 | 004 | LEMOORE, CITY OF | N | 10 | C | 24500 | Well #12 has a limited capacity and a color problem. The tank will help with capacity during peak demand periods and allow a settling period to reduce/eliminate the color problem | Install a 400,000 gallon water tank at the existing well #12. | 1000000 | 2010-01-01 | 12 | Visalia District | City of Lemoore Well #12 Water Tank
3310044 | 005 | RUBIDOUX COMMUNITY SD | N | 10 | C | 26177 | The proposed project involves the construction of a 5,000 gpm (max) Manganese removal treatment facility on District owned property. The proposed facility will treat the water from 2 existing on-site groundwater wells, each with Manganese concentrations | The Well 17 & 18 Manganese Removal Treatment facility is being proposed to eliminate Manganese from the water of 2 existing groundwater wells. The project includes the design and construction of a 5,000 gpm (max) Manganese removal facility. The treatmen | 5000000 | 2009-04-01 | 20 | Riverside District | Well 17 & 18 Manganese Removal Treatment Facility
5610011 | 010 | SANTA PAULA WATER SYSTEM | N | 10 | C | 29281 | Well #1B needs an iron and manganese removal filter to comply with the secondary standards. | Design & construct iron and manganese removal treatment facility at Well #1B site to treat approx. 1,500 gpm. | 750000 | 1999-01-01 | 6 | Santa Barbara District
1910047 | 001 | HAWTHORNE-CITY WATER DEPT. | N | 10 | C | 43111 | Existing Fe/Mn removal facility is in need of modifications and upgrades. | Reconstruct treatment plant. | 2000000 | 1998-01-01 | 22 | Angeles District | Iron and Manganese Treatment reliability
3610038 | 007 | RIALTO-CITY | N | 10 | C | 48418 | Currently the well fails to produce both water quantites and per water quality secondary standards. The well currently pumps 1,028 acre feet of water per year. The City's water rights are 2,024.6 acre feet of water. | This project would allow the City to lessen its demand of purchasing water from our state agency and meet current demands for potable water as well as water quality standards. | 1500000 | 2010-01-01 | 13 | San Bernardino District | City Well #3 Replacement
3310009 | 006 | EASTERN MUNICIPAL WD | N | 10 | C | 414710 | Iron, Mn, and hydrogen sulfide in the groundwater in the San Jacinto area have rendered the recently drilled Quandt Well unusable for domestic use. | Install wellhead treatment facilities to remove these contaminants and meet standards. | 1241000 | 1998-01-01 | 20 | Riverside District | Treatment of Quandt Well for iron and manganese (1997)
3701747 | 001 | NORTH PEAK MUTUAL WATER COMPANY | N | 5 | C | 25 | Currently NPMWC supplies approximately 90 meters with infrastructure approximately thirity years old. Water lines are currently at 2 inch width,service lines stretch less than ten linear miles. Primary water tank capacity is approximately 30,000 gallons | Master plan includes three primary phases:First phase to include filtration system used to reduce iron content MCL approximately 5 fold above excepted levels.Second phase to include replacing primary current storage tank approximately 30,000 gallons with | 2000000 | 2010-01-01 | 14 | San Diego District | Storage tank replacement and water line and Iron and manganese control
3700074 | 001 | CUYAMACA WATER DISTRICT | N | 5 | C | 200 | Asbestos pipes are present in distribution system. Storage and distribution system is inadequate to provide proper fire protection and other needed water pressure to users. Iron is heavily detected in system. | Add storage tank and replace some of distribution lines, and possibly construct a filtration system | 350000 | 1998-01-01 | 14 | San Diego District
4000507 | 001 | GARDEN FARMS C.W.D. | N | 5 | C | 240 | Wells need a filter to comply with the iron and manganese secondary standards. | Install simple filters at wells with high concentrations of the minerals, greensand and chemical charcoal filters are being considered. | 45000 | 1998-01-01 | 6 | Santa Barbara District
2710022 | 001 | CAL AM WATER COMPANY - HIDDEN HILLS | N | 5 | C | 996 | Ground water exceeds MCL's for iron and manganese. | Design and construct oxidation and filtration treatment facility for the removal of Fe & Mn. | 500000 | 1999-01-01 | 5 | Monterey District | Iron and Manganese treatment
4410018 | 001 | CENTRAL WATER DISTRICT | N | 5 | C | 2700 | Three of five wells exceed Fe and Mn MCL. | Construct a new well with better water quality in the vicinity of the other two wells. Plans and specifications on file with the Department of Health Services. | 275000 | 1998-01-01 | 5 | Monterey District
2710020 | 001 | PAJARO COMMUNITY SERVICES DISTRICT | N | 5 | C | 6500 | Well 01 is very high in manganese. | Install a treatment plant to eliminate or reduce manganese to an acceptable level. | 450000 | 1998-01-01 | 5 | Monterey District | Manganese treatment for well 1
1910098 | 006 | GSWC - NORWALK | N | 5 | C | 31221 | This well has a very high TDS up to 1200 ppm. TDS is a secondary MCL, with recommended value at less than 500 ppm and max no more than 1000 ppm. Due to water shortage, GSWC would like to pump more water from this well. All the wells from Norwalk System ha | Dace Well is an active well with limited time of operation due to high TDS. This well's capacity is approimately 610 gpm. In addition of high TDS, the water from this well also has high hardness (up to 610 ppm), high conductivity (up 1800 umol/cm) and org | 800000 | 2010-01-01 | 15 | Metropolitan District | TDS removal by membrane at Dace Well
5710006 | 015 | CITY OF WOODLAND | N | 5 | C | 56000 | Well 22G is a replacement well with Manganese content higher than the MCL, this project will bring the water quality into compliance . The MCL at the moment is 15% higher than the recomended primary MCL. | The project involves a well head treatment that will provide precipitation and filtration of the manganese to bring the water quality into compliance with the safe drinking water act. | 1500000 | 2010-01-01 | 9 | Sacramento District | Managanese Treament on Well 22
5710006 | 017 | CITY OF WOODLAND | N | 5 | C | 56000 | Well 15g is a replacement well with managanse concentration higher than the MCL | The project involves a well head treatment consisting of precipitation and filtration to remove the manganese. | 1500000 | 2010-01-01 | 9 | Sacramento District | Manganese treatment for well 15
3010022 | 002 | GOLDEN STATE WC - WEST ORANGE | N | 5 | C | 108995 | Simone Well exceeds Fe and Mn MCL , source taken off-line. | Install pressure filters or other filter facility for Fe and Mn removal. | 300000 | 1998-01-01 | 8 | Santa Ana District | Simone well iron and manganese
3410001 | 026 | SACRAMENTO SUBURBAN WATER DISTRICT | N | 5 | C | 177000 | In mid-2007 through 2008 the manganese (Mn) levels at the District's Bainbridge/Holmes Well (#59A) (PS Code #3410001-146) steadily rose above the secondary maximum contaminant level (SMCL) of 50 ug/L. The Mn levels previous to this had been below the SMC | For iron and manganese removal, a commonly used process is chemical oxidation of the dissolved iron and manganese into insoluble precipitates followed by removal of these precipitates using a manganese greensand pressure filter. Chlorine is used as the o | 1400000 | 2010-01-01 | 9 | Sacramento District | Manganese Treatment - Well #59A (PS Code #3410001-146)
3901075 | 001 | FAIRWAY ESTATES PWS CSA-18 | N | 0 | C | 68 | WELL 2 HAS IRON OVER THE MCL. SYSTEM HAS PRESSURE PROBLEM. | CONSTRUCT REATMENT FACILITY, PRESSURE TANK AND BOOSTER STATION. OTHER = DESIGN AND CONSTRUCTION. | 750000 | 1998-01-01 | 10 | Stockton District
2100565 | 002 | GREEN GULCH FARM | N | 0 | C | 75 | Green Gulch Farm's alternate water source, used for 10-20% of the community's annual drinking water, is a groundwater well with manganese contamination. Manganese levels in raw well water are far in excess of the 50 ug/L MCL, ranging from 120-300 ug/L ov | The proposed project would improve water quality and control MCL-exceeding manganese levels at the groundwater well while ensuring sufficient water supply by replacing the archaic, high-maintenance gravel filter with an automated water softening system. | 10000 | 2010-01-01 | 18 | Sonoma District | Iron and Manganese Treatment Upgrade - Groundwater Source
2702140 | 001 | WOODSIDE WA | N | 0 | C | 78 | Water supply was found to be above the MCL for iron and manganese. | They do not describe any projects. Perhaps, they are hoping we will tell them what they should do. | 50000 | 1998-01-01 | 5 | Monterey District
3901303 | 002 | ACAMPO WATER SYSTEM | N | 0 | C | 150 | WELL 1, THE PRIMARY SOURCE, HAS MANGANESE AT ABOUT 3 TIMES THE MCL. | CONSTRUCT TREATMENT FACILITY. OTHER = DESIGN AND CONSTRUCTION. | 700000 | 1998-01-01 | 10 | Stockton District
3701961 | 001 | PINE VALLEY TRAILER PARK | N | 0 | C | 200 | Needs manganese and iron treatment system, needs piping rerouted, either new reservoir or improvements to old. | as above. | 100000 | 1998-01-01 | 14 | San Diego District
2700702 | 002 | PRUNEDALE MWC | N | 0 | C | 252 | Wells exceed Fe and Mn MCL. | Install ozone treatment and filtration system. | 100000 | 1998-01-01 | 5 | Monterey District
3702354 | 001 | WARNER SPRINGS ESTATES | N | 0 | C | 340 | To date the Well #8, our newest and most productive well, has been a five year project yet to be completed. As drilled in 2004 this well is capable of providing 150 gallons per minute. We have been able to equip the new well with electricity, fencing, v | Purchase and install a filtration system to lower Iron (4.37 mg/L) and Manganese (0.14 mg/L) levels in Well #8s water so that the State of California will approve the water for consumer use. A concrete base, storage structure, flushing system including | 200000 | 2007-01-01 | 14 | San Diego District | Warner Springs Estates/Stone Ridge Well #8
3901348 | 001 | FAIROAKS PWS #44 | N | 0 | C | 1036 | MANGANESE EXCEEDING MCL | CONSTRUCT TREATMENT. OTHER = DESIGN AND CONSTRUCTION | 700000 | 1998-01-01 | 10 | Stockton District
2110005 | 007 | BOLINAS COMMUNITY PUD | N | 0 | C | 1200 | The BCPUD has three water supply sources: (1) surface water from the Arroyo Hondo creek; (2) surface water from Woodrat #1 reservoir; and (3) surface water from Woodrat #2 reservoir. The source of the water feeding the unnamed streams which fill the two | The BCPUD would like to conduct a pilot study to determine the origin contaminant(s) causing the taste and odor problems in its reservoir water sources and recommend a solution thereto. The study will involve the district retaining a chemical engineer, w | 150000 | 2009-09-01 | 18 | Sonoma District | BCPUD Pilot Study: Elimination of Taste & Odor Problems
5610015 | 001 | VENTURA CWWD NO. 19 - SOMIS | N | 0 | C | 2266 | Well No. 12 needs an iron and manganese removal filter to comply with secondary standards. | Installation of iron and manganese removal facility per study by Boyle Engineering Corp dated Mrch 1993. | 620000 | 1998-01-01 | 6 | Santa Barbara District | Well 12 Iron and Manganese
2410003 | 001 | GUSTINE CITY | N | 0 | C | 5311 | The 2002 Water System Master Plan identified the major water quality problems in the Citys wells. These include high concentrations of salinity as measured by total dissolved solids (TDS) and high concentrations of nitrates, chlorides and sulfates. Pre | The project elements include the following:Design and construct a replacement well for Well No. 1, and provide wellhead treatment for nitrate at the new well. The well should be of equivalent capacity to deliver and treat 1,100 gpm.Design and construc | 3500000 | 2008-01-01 | 11 | Merced District | City of Gustine Water System Prop 84 Pre-Application
4110010 | 043 | MONTARA WATER AND SANITARY DISTRICT | N | 0 | C | 5412 | The District owns and used to operate Portola Well No. 2. Water from the well showed high levels of iron and manganese and the well was taken out of service for this reason. This project will allow for chemical rehabilitation of the existing groundwater | This project will involve chemical rehabilitation of the existing Portola No. 2 well and installation of wellhead treatment for iron and manganese. | 135000 | 2010-01-01 | 17 | Santa Clara District | Iron and Manganese Treatment and Rehabilitation at Portola 2 Well
3310800 | 002 | CALIFORNIA REHABILITATION CENTER - NORCO | N | 0 | C | 5730 | CRC's wells produce Mn from 400 to 1200 mg/L. Due to this level this system has to be flushed out to get rid of the oxidized Mn. | Add Mn removal treatment system | 550000 | 1998-01-01 | 20 | Riverside District
3410033 | 004 | FLORIN COUNTY WATER DISTRICT | N | 0 | C | 7260 | Declining water table with a degradation of water quality and decreasing production ability. | Treatment plant and water storage tanks. | 100000 | 1998-01-01 | 9 | Sacramento District
3410033 | 005 | FLORIN COUNTY WATER DISTRICT | N | 0 | C | 7260 | Declining water table with a degradation of water quality and decreasing production quality. | Rehabilitation including deepening wells and modification of well structures. | 100000 | 1998-01-01 | 9 | Sacramento District
3410002 | 001 | SCWA - ARDEN PARK VISTA | N | 0 | C | 9887 | Levels for iron and manganese exceed MCL. | Install wellhead treatment facilities (greensand filters). Involves study, design, and construction. | 1300000 | 1998-01-01 | 9 | Sacramento District
3410002 | 002 | SCWA - ARDEN PARK VISTA | N | 0 | C | 9887 | Sources exceed the iron and manganese MCL's. | Design and construct 1,200 gpm well and iron-manganese treatment facility. | 750000 | 1998-01-01 | 9 | Sacramento District
3410002 | 003 | SCWA - ARDEN PARK VISTA | N | 0 | C | 9887 | Sources exceed the iron and manganese MCL's. | Acquire site for replacement well and iron-manganese treatment facility. | 100000 | 1998-01-01 | 9 | Sacramento District
1910028 | 005 | CRESCENTA VALLEY CWD | N | 0 | C | 38000 | The purpose of this application is to secure funding to assist CVWD with the financial cost for remediation and removal of methyl tertiary butyl ether (MTBE) within the Verdugo Groundwater Basin. In 2006, MTBE was discovered in CVWD's groundwater Well 7 a | The purpose of this application is to secure funding to assist CVWD with the financial cost for remediation and removal of methyl tertiary butyl ether (MTBE) within the Verdugo Groundwater Basin. In 2006, MTBE was discovered in CVWD's groundwater Well 7 a | 1075600 | 2010-01-01 | 15 | Metropolitan District | Installation of MTBE Removal Treatment System at CVWD's Mills Plant
4110023 | 006 | CITY OF SAN BRUNO | N | 0 | C | 40165 | Manganese secondary MCL exceeded; need to install treatment system to remove manganese and iron. | A modular treatment plant was designed for 300 GPM was purchased in 1991 for the use at the Shannon Well, but was never installed before the well was abandoned. This project will construct a shelter large enough to accommodate this plant. | 370000 | 1998-01-01 | 17 | Santa Clara District | Manganese compliance (1997)
5610019 | 002 | CAMARILLO WATER DEPT | N | 0 | C | 44831 | Wells need a filter to comply with the iron and manganese secondary standards. | Construct Fe & Mn, hydorgen sulfide removal filtration treatment facility for one of the three wells with additional plants proposed in the future. | 2867700 | 1998-01-01 | 6 | Santa Barbara District
5710001 | 005 | CITY OF DAVIS | N | 0 | C | 68420 | Problem Description: Significant water quantity problems caused by source water capacity are insufficient to supply current demand. Water system distributes water in excess of the manganese secondary standard.The City of Davis relies solely on groundwater | Project Description: Construct new well treatment system at deep aquifer Well 32 to help supply current demands, comply with manganese secondary MCL levels, and improve source water quality for the city’s wastewater treatment plant. The overall purpose of | 2000000 | 2010-01-01 | 9 | Sacramento District | Well 32 - Source Water Capacity and Wellhead Treatment Project
5710001 | 006 | CITY OF DAVIS | N | 0 | C | 68420 | Problem Description: Significant water quantity problems caused by source water capacity are insufficient to supply current demand. The City of Davis relies solely on groundwater to meet 100 percent of its potable water demand. Since 1917, the City of Dav | Project Description: Construct new deep aquifer Well 34 and well treatment system to help supply current demands, comply with manganese secondary MCL levels, and improve source water quality for the city’s wastewater treatment plant. The overall purpose o | 3750000 | 2010-01-01 | 9 | Sacramento District | Well 34 - New Deep Well and Well Treatment for Source Water Capacity
4210011 | 001 | SANTA MARIA WATER DEPARTMENT | N | 0 | C | 83756 | The primary concerns regarding Santa Maria groundwater are the Total Disolved Solids (TDS) with a concentration ranging from 600 parts per million (ppm) to 1,200 ppm and a long-term average of 844 ppm; and nitrate, with concentrations of 70 mg/L in two of | In 2008, the City of Santa Maria completed a feasibility study for groundwater treatment that determined that reverse osmosis or electrodialysis reversal treatment on a side stream of the groundwater supply are likely to be the two most cost-effective tre | 1000000 | 2009-01-01 | 6 | Santa Barbara District | Santa Maria Groundwater Treatment Pilot Program
4310012 | 003 | CITY OF SANTA CLARA | N | 0 | C | 105831 | The manganese level in Well 19 exceeds the MCL. | Investigate the problem and then do whatever construction is found to be necessary. | 300000 | 1998-01-01 | 17 | Santa Clara District
5610017 | 014 | VENTURA WATER DEPARTMENT | N | 0 | C | 107490 | Iron and Manganese treatment is required for the Santa Paula Basin groundwater wells located on the eastside of the City. Throughout the Santa Paula basin iron levels flutuate widely and periodically exceed the SMCL, and the manganese levels continuously | This 2009 Water Master Plan capital improvement project involves the renovation of the Saticoy Conditioning Facility (Project) to 7 MGD. Some of the existing facilities and equipment can be utilized or by retofit and upgrade during construction. The exist | 11000000 | 2010-01-01 | 6 | Santa Barbara District | Saticoy Conditioning Facility Renovation
1910213 | 003 | TORRANCE-CITY, WATER DEPT. | N | 0 | C | 113136 | Wells contain hydrogen sulfide that has caused customer odor complaints, also iron and manganese concentrations are exceeding secondary standards. In addition, a saline water plume is encroaching on the groundwater production area, | A groundwater treatment facility is proposed that will improve water quality by eliminating odor complaints and by meeting secondary standards for iron and manganese. The proposed facility will also mitigate possible future contamination by the … | 7027000 | 1998-01-01 | 22 | Angeles District | Groundwater treatment (secondary stds sulfide, iron, manganese, TDS)
3010053 | 010 | CITY OF HUNTINGTON BEACH | N | 0 | C | 201000 | Well 6 has high levels of color and odor. In recent years, color levels have fluctuated up to 8.0 units, which is below the MCL of 15.0 units. The highest result of 8.0 units was obtained from the color sample collected on January 14, 2002. In the last | Design and construct 1,250 gpm Granular Activated Carbon (GAC) permanent treatment facility for Well 6. | 2000000 | 2010-01-01 | 8 | Santa Ana District | Huntington Beach Well 6 Odor Removal
3010053 | 011 | CITY OF HUNTINGTON BEACH | N | 0 | C | 201000 | Well 9 has high levels of color and odor. In the 5 last years, color levels have fluctuated up to 13.0 units, which is below the MCL of 15.0 units. The highest result of 13.0 units was obtained from the color sample collected on February 27, 2008. In | Design and construct 1,250 gpm Granular Activated Carbon (GAC) permanent treatment facility for Well 9. | 2000000 | 2010-01-01 | 8 | Santa Ana District | Huntington Beach Well 9 Odor Removal
3400248 | 001 | FRANKLIN ELEMENTARY SCHOOL | N | 0 | P | 246 | Water is high in manganese. | New mangnesium filtration system. Replace and modernize plumbing. | 10000 | 1998-01-01 | 9 | Sacramento District
4900703 | 001 | OAK GROVE SCHOOL | N | 0 | P | 350 | Well water is discolored (iron >MCL) and often has smell. Water seems corrosive. | Install filtration or ozonation system with holding tank. | 30000 | 1998-01-01 | 18 | Sonoma District
4900710 | 001 | TWIN HILLS SCHOOL DIST-APPLE BLOSSOM SCH | N | 0 | P | 400 | Corrosive water, high iron & manganese, drawing sand, high turbidity, periodic bacti problem. | Drill new well, install iron & manganese and pH treatment, separate drinking water from irrigation water. | 100000 | 1998-01-01 | 18 | Sonoma District
4900707 | 001 | TWIN HILLS SCHOOL DIST-TWIN HILLS SCHOOL | N | 0 | P | 440 | Corrosive water, high iron & manganese, drawing sand, high turbidity, periodic bacti problem. | Drill new well, install iron & manganese and pH treatment, separate drinking water from irrigation water. | 105000 | 1998-01-01 | 18 | Sonoma District
1500296 | 001 | FULLER ACRES MUTUAL WATER COMPANY | O | 45 | C | 571 | Well 01 produces water with arsenic 12 ug/L which is above the new EPA arsenic MCL of 10 ug/L. Also our distribution system piping is over 30 years old and will need to be replaced when consolidating with Lamont PUD. We will also need to install meters | Install 3000 feet of pipeline to connect to Lamont PUD; replacement of 7,000 feet of undersized and old distribution system with a 6-inch PVC pipe, installing 185 meters,and destruction of existing system wells. | 1200000 | 2008-08-01 | 19 | Tehachapi District | Consolidation Project with Lamont PUD or Arsenic Treatment
1500231 | 001 | VICTORY MUTUAL WATER COMPANY | O | 45 | C | 740 | Victory MWC has one well with nitrate problem. | A treatment or intertie with East Niles CSD is needed to solve the nitrate problem. | 1500000 | 2009-01-01 | 19 | Tehachapi District | Nitrate correction project of Victory MWC/intertie with East Nile CSD
5510013 | 001 | TUD - COLUMBIA WATER SYSTEM | O | 40 | C | 3646 | THE LOWER COLUMBIA DITCH LOOSES WATER THROUGH LEAKS AND IS CONTAMINATED BY LOCALIZED AG RUNOFF. | PIPE APPROXIMATELY 800 FEET OF DITCH AND GUNITE LINE APROXIMATELY 2000 FEET OF DITCH. | 78000 | 1999-01-01 | 11 | Merced District | Lower Columbia Ditch piping
5510013 | 002 | TUD - COLUMBIA WATER SYSTEM | O | 40 | C | 3646 | THE MATELOT DITCH AND RESERVOIR THAT SUPPLY THE WTP ARE SUBJECT TO CONTAMINATION. | CONSTRUCT RESERVOIR IMPROVEMENTS AND PIPE THE MATELOT DITCH TO PROVIDE SOURCE WATER PROTECTION. | 1210000 | 1999-01-01 | 11 | Merced District | Upgrades for Matelot Ditch and Reservoir
5510013 | 006 | TUD - COLUMBIA WATER SYSTEM | O | 40 | C | 3646 | LACK OF PLANT MONITORING EQUIPMENT FOR CRYPTO OPTIMIZATION. | INSTALL PARTICLE COUNTERS | 18000 | 1999-01-01 | 11 | Merced District | monitoring for crypto
2400148 | 001 | Merced Adventist church Water Syst. | O | 40 | P | 50 | VERY SMALL SYSTEM WOULD BENEFIT BY CONNECTING TO THE CITY OF MERCED WATER SYSTEM. | CONNECT TO THE CITY OF MERCED WATER SYSTEM. | 50000 | 1998-01-01 | 11 | Merced District
2400176 | 001 | ST. PAUL S LUTHERAN DAY CARE | O | 40 | P | 50 | THE SCHOOL WOULD BENEFIT BY CONSOLIDATING WITH THE CITY OF MERCED. HOWEVER, THERE ARE CURRENTLY NO PROBLEMS WITH THE WATER SYSTEM. | CONNECT TO THE CITY OF MERCED'S WATER SYSTEM. | 50000 | 1998-01-01 | 11 | Merced District
4500104 | 001 | SUNRISE MOBILEHOME PARK | O | 35 | C | 25 | Existing source is well water. | Consolidate with Clear Creek C.S.D.. | 100000 | 1999-01-01 | 2 | Lassen District | Consolidation with Clear Creek CSD
1500579 | 001 | LIFE WATER CO-OP | O | 35 | C | 30 | Due to an ongoing water shortage problem we have been issued a compliance order for violation of the California Waterworks Standard since we are required to maintain a minimum of 20 psi at all times. We have not been able to do this due to having to shut | To remedy the insuficient water problem and intertie with Inyokern Community Water District is being requested. The project would require a looped mainline to connect the Life Water co-op to the Inyokern C.S.D. system. mainlines, laterals, water meters, m | 1500000 | 2007-08-01 | 19 | Tehachapi District | Life Water Co-Op Sytem #1500579 Water Shortage Funding Request
1710007 | 001 | KELSEYVILLE CO WATERWORKS DISTRICT 3 | O | 35 | C | 2550 | One supply source is surface water influenced. Need filtration system and storage. | Install filtration system an/or connect to Soda Bay water system. Replace Valley Vista Tanks. | 1000000 | 1998-01-01 | 3 | Mendocino District | Replace lost source capacity (1997)
1410001 | 004 | CITY OF BISHOP | O | 35 | C | 3643 | City of Bishop's Well 1 cannot be used as a source of drinking water due to its high levels of Fluoride, which exceeds its MCL. For this reason, Well 1 is regarded as a stand-by well by California Department of Health Services (CDHS). Well 1 also has high | Since Well 1 cannot be used as a source of drinking water for an extended period of time due to its high levels of Fluoride, an emergency interconnection for fire-flows or other unplanned emergencies (major water system shut down), would be beneficial. Th | 619000 | 2010-01-01 | 13 | San Bernardino District | Emergency Interconnection with Indian Creek Community Services District Stimulus Funds
2400066 | 001 | Planada School | O | 35 | P | 605 | THE SCHOOL WOULD LIKE TO CONSOLIDATE WITH THE PLANADA CSD WATER SYSTEM. | INSTALL A PIPELINE TO INTERCONNECT TO THE PLANADA CSD WATER SYSTEM. | 50000 | 1998-01-01 | 11 | Merced District
5400692 | 001 | GARDEN INN | O | 35 | N | 40 | No problem | Connection to City water | 70000 | 2000-01-01 | 12 | Visalia District
2400194 | 001 | Oasis Ranch | O | 35 | S | 24 | SYSTEM HAS AN OLD WELL. | CONNECT TO THE PLANADA CSD WATER SYSTEM. | 75000 | 1998-01-01 | 11 | Merced District
5400545 | 001 | NORSEMAN M.H.P. | O | 30 | C | 70 | Nitrate > MCL 45mg/L (data needed) Uranium > MCL 34.7 pC/L Gross Alpha > MCL 28 pC/L | Connection to adjacent water system. City of Kingsburg | 180000 | 2005-01-01 | 12 | Visalia District
1500555 | 002 | MUSTANG MUTUAL WATER SYSTEM | O | 30 | C | 200 | Arsenic in the system well water exceeds the new EPA arsenic MCL of 10 ug/L. | As part of this project, Mustang MWC may connect with the distribution system of Vaughn Water Company which is between 1 and 2 miles away from the. The project would inlcude approximately 10,000 feet of pipleine to connect with the Vaughn Water Company. | 1500000 | 2008-08-01 | 19 | Tehachapi District | Consolidation with Vaughn Water Company to resolve High Arsenic in Well Water
3700924 | 004 | LAKE MORENA VIEWS MW CO. | O | 30 | C | 350 | Lake Morena Views water system consistantly exceeds the MCL for uranium and nitrates requiring continued treatement and blending. The treatment system is old and could need replacement at any time. Costs are such that treatment may not be affordable. | the initial desire was to replace the treatment system but that does not rank well and is expensive for O&M so consolidation is being considered. The other system, Lake Morena Oak Shores,is willing to discuss the concept and participate. Their system is | 250000 | 2010-01-01 | 14 | San Diego District | Consolidation of Lake Morena Views with Lake Morena Oak Shores
2700773 | 002 | SUNNY MESA WATER SYSTEM | O | 30 | C | 880 | The Hudson Landing/Wells Road/Spring Road area of the Pajaro/Sunny Mesa Community Services District (PSMCSD) is a very old, low-income residential community that developed in the 1920-1930 period. At the time, fresh, surface water (springs) was originall | PSMCSD currently provides potable retail water services to the Fruitland Avenue area which is immediately adjacent to the proposed Hudson Landing project. The project would consist of water lines, pumps, and storage tanks that would be constructed and co | 2840000 | 2010-01-01 | 5 | Monterey District | Pajaro/Sunny Mesa Community Services District (PSMCSD) - Hudson Landing Area Water Project
5510002 | 003 | TUD - PONDEROSA | O | 30 | C | 1461 | THE WATER TREATMENT PLANT OPERATES AT NEAR THE 3.0 GPM/FT2 MAXIMUM FILTRATION RATE SPECIFIED IN THE SWTR. SOME OF THE PLANT'S MONITORING AND RELIABILITY FEATURES NEED TO BE UPGRADED. | UPGRADE THE PLANT, ADD ANOTHER CLARIFIER AND FILTER, AND INSTALL MONITORING EQUIPMENT. | 470000 | 1999-01-01 | 11 | Merced District
5610021 | 003 | WARRING WATER SERVICE INC | O | 30 | C | 1700 | Consolidate the Rissman Mutual Water Company service which was not in compliance with DHS. | Purchase the Ventura County Water Works District's domestic delivery system in Warring Water Service area and consolidate the system | 300000 | 1998-01-01 | 6 | Santa Barbara District
5510010 | 004 | TUD - CRYSTAL FALLS WATER SYSTEM | O | 30 | C | 5301 | LACK OF PLANT MONITORING EQUIPMENT FOR CRYPTO OPTIMIZATION. | INSTALL PARTICLE COUNTERS. | 18000 | 1999-01-01 | 11 | Merced District
5301201 | 001 | SEYMOUR'S MUTUAL WATER SYSTEM | O | 25 | C | 25 | Need additional water storage. | Install six 5,000 gallon water storage tanks. | 25000 | 1998-01-01 | 1 | Klamath District
1500449 | 001 | FOURTH STREET WATER SYSTEM | O | 25 | C | 35 | Running out of water at times | Drill additional well | 113000 | 1998-01-01 | 19 | Tehachapi District | Develop new source.
1500449 | 003 | FOURTH STREET WATER SYSTEM | O | 25 | C | 35 | Storage inadeqate. | Increase storage, repair existing tank. | 50000 | 2007-01-01 | 19 | Tehachapi District | Construct New Tank/Repair Old Tank
1502465 | 001 | PANAMA ROAD PROPERTY OWNERS ASSOC | O | 25 | C | 50 | Potential problems with arsenic contamination, and storage volume. | Arsenic removal equipment. and adddition of 30,000 gallons of storage with booster pump. | 100000 | 2009-01-01 | 19 | Tehachapi District | Arsenic removal app
1000057 | 002 | WATERTEK-METROPOLITAN | O | 25 | C | 60 | EXISTING WELL HAS HIGH NITRATES AND NITRITES, BUT THEY DO NOT EXCEED THE MCLS. | DRILL THE EXISTING WELL DEEPER | 25000 | 1998-01-01 | 23 | Fresno District
1500324 | 001 | WONDER ACRES WATER SYSTEM | O | 25 | C | 65 | Positive Samples for E.coli in the Water System | Acquire/Design/Instal 3 miles of pipe in the distribution system and abandon existing system in ground | 450000 | 2003-01-01 | 19 | Tehachapi District
3700937 | 002 | LAZY H MUTUAL WATER COMPANY | O | 25 | C | 70 | The Company water supply consists of 2 ground water wells, both of which are now showing nitrate levels at or above the MCL and an emergency connection with Yuima MWD. This nitrate problem has popped up before and gone away, during which time bottled wate | By installing pipelines as required to connect the existing wells to the green belt areas irrigation systems, so that this portion would be removed from the domestic system; then connecting a larger diameter connection to the Yuima MWD system so that they | 300000 | 2010-01-01 | 14 | San Diego District | Lazy'H' Dual Water System Project
1503145 | 001 | BERRENDA MESA WATER DISTRICT, DOM SYSTEM | O | 25 | C | 80 | Pipe leaks | Pipeline replacement. Installation of rechlorination station. | 375000 | 2000-01-01 | 19 | Tehachapi District
1500336 | 002 | BURLANDO HEIGHTS MUTUAL WATER CO. | O | 25 | C | 85 | Undersized water mains | Replace 4" diameter mains with 6" diameter. | 300000 | 2001-01-01 | 19 | Tehachapi District
1502653 | 001 | BELLA VISTA MUTUAL WATER COMPANY | O | 25 | C | 86 | REACHING CAPACITY OF SYSTEM, (ALLOWED 42 HOOK-UPS) NEED BACK UP WELL, NEED TO IMPROVE WATER TREATMENT, INCREASE STORAGE | DRILL AND HOOK UP NEW WELL IMPROVED CHLORINATION SYSTEM INCREASE STORAGE. OTHER - DESIGN AND CONSTRUCTION | 80000 | 1999-01-01 | 19 | Tehachapi District
3900927 | 001 | SPRING CREEK ESTATES PWS | O | 25 | C | 90 | SYSTEM HAS SINGLE WELL | CONSOLIDATE WITH CITY OF RIPON. OTHER = DESIGN AND CONSTRUCTION | 450000 | 1998-01-01 | 10 | Stockton District
0800557 | 001 | HUNTER VALLEY CSD | O | 25 | C | 96 | Distribution water lines are deteriorating and leaking. | Replace all of distribution lines with schedule 40 P.V.C. pipe | 75000 | 1998-01-01 | 1 | Klamath District
1500252 | 001 | KERN VALLEY MUTUAL WATER | O | 25 | C | 100 | SUMMER TIME WATER OUTAGES NEED BACK-UP WELL; | Have new wel drilled ajoining current system. Other - Construction/other: drilling | 15000 | 1998-01-01 | 19 | Tehachapi District
1502670 | 001 | FAIRVIEW WATER COMPANY, LLC | O | 25 | C | 100 | This system is now twelve years old and we are having problems with the continuous leaks on a mile long portion of the system in addition to pressure problems and inadequate storage tanks | Replace 2 Cla Val. 4" pressure reducing valves. Replace 1 mile of 4" PVC 40 w/ 4" C900. Add 15,000 gal. plus 2 10,000 gal. storage tanks. Add electrical control lines underground. Set up booster pump. | 100000 | 1998-01-01 | 19 | Tehachapi District | distribution system repair and upgrade with storage
4700546 | 001 | CAL ORE TRAIL MOBILE ESTATES | O | 25 | C | 102 | Various water system components are old and near the end of their useful life. | System replacement. | 50000 | 1998-01-01 | 1 | Klamath District | Upgrade distribution system
1000018 | 001 | EASTON ESTATES WATER COMPANY | O | 25 | C | 109 | JOY ST. WELL PUMPS TOO MUCH SAND AND SEDIMENT | WELL NEEDS TO BE REDEELOPED & BOWLS, BEARINGS AND SHAFT NEED RESTORATION | 30000 | 1998-01-01 | 23 | Fresno District
4900584 | 001 | TIMBER COVE COUNTY WATER DISTRICT | O | 25 | C | 110 | Repair storm damage at source and pumping station. Protect source from future damage. | Construct dike where creek banks washed out. Repair gravel to area scoured by storms. | 75000 | 1998-01-01 | 18 | Sonoma District
4900584 | 002 | TIMBER COVE COUNTY WATER DISTRICT | O | 25 | C | 110 | Source experienced severe silting and storm damage. | Install backflush system & repair pipes (flush lines for future silting). | 20000 | 1998-01-01 | 18 | Sonoma District
1000430 | 001 | COUNTRY VIEW ALZHEIMER CENTER | O | 25 | C | 125 | THE WELL EXCEEDS THE NITRATE AND URANIUM MCL'S. | CONSTRUCT A NEW WELL. | 20000 | 1998-01-01 | 23 | Fresno District
3103310 | 001 | EMIGRANT GAP MUTUAL WATER CO. | O | 25 | C | 125 | Existing water main is deteriorating; needs replacing. | Replace 820' of 4" steel pipe with 820' of 4" C-900 pipe and construct four new manifolds. | 8000 | 1998-01-01 | 2 | Lassen District
1200671 | 005 | BENBOW W.C. | O | 25 | C | 150 | Existing multimedia, pressure filters have underdrain lateral errosion and high levels of interior corrosion. | Replace media filter underdrains with slotted stainless steel laterals and re-coat filter tank interior shell and piping. | 70000 | 2010-01-01 | 1 | Klamath District | Filter Renovation
3810003 | 001 | HHW&P MOCCASIN COMPOUND-SFPUC | O | 25 | C | 150 | Need backup filtration for high turbidity events for filtration avoidance. | Construct filtration facilities and appurtrnaces. | 200000 | 2000-01-01 | 4 | San Francisco District
3600400 | 002 | Apple Valley Village MH Est | O | 25 | C | 180 | Single source system in need of backup source of supply | Consolidation with Apple Valley Ranchos | 100000 | 2002-01-01 | 13 | San Bernardino District
3600400 | 003 | Apple Valley Village MH Est | O | 25 | C | 180 | Distribution mainline leaks. | Mainline replacement | 250000 | 2002-01-01 | 13 | San Bernardino District
3600297 | 003 | Gordon Acres (Stewart WC) | O | 25 | C | 195 | The system has a poor mainline in need of replacement | Replace 1800 feet of mainline | 50000 | 2002-01-01 | 13 | San Bernardino District
4600018 | 003 | SIERRAVILLE P.U.D. | O | 25 | C | 200 | Inadequate water supply; deteriorating collection area. 2. Inadequate water storage. 3. Storage tank for fire protection defunct. 4. No backup system when we experience mechanical failure. 5. No storage facilities for supplies. | 1. Drill well. 2. Install new 200K gal. tank. 3. Expand pumphouse by 25 sq. ft. 4. Install parallel pumping system. | 217500 | 2005-01-01 | 2 | Lassen District | Well, Tank, Pumphouse, etc
1700546 | 002 | CLEARWATER MUTUAL WATER COMPANY | O | 25 | C | 250 | The current system is not big enough to produce and store enough water for the current customer water needs. - This needs to be verified for ranking of project can be any higher | Install new clarifier and filter and larger storage tank. | 225000 | 2003-01-01 | 3 | Mendocino District | Treatment Plant/Storage Improvements
3600156 | 001 | Lucerne Valley MWC | O | 25 | C | 275 | Mainline replacement | Construct mainline | 150000 | 1999-01-01 | 13 | San Bernardino District
3600156 | 002 | Lucerne Valley MWC | O | 25 | C | 275 | Frequent power outages interrupting water service | Purchase and install backup power generator | 20000 | 2001-01-01 | 13 | San Bernardino District
1500542 | 001 | WILLOW SPRINGS MOBILE HOME PARK | O | 25 | C | 300 | WATER QUALITY PROBLEMS | CONNECT TO THE CITY WATER SYSTEM | 50000 | 1998-01-01 | 19 | Tehachapi District
1500251 | 001 | RIVERKERN MUTUAL WATER COMPANY | O | 25 | C | 336 | NEEDS RELIABLE DISINFECTION EQUIPT. SYSTEM VERY OLD AND HAS MANY "DEAD-ENDS". 3 WELLS PRODUCE TOTAL COLIFORM POSITIVE WATER | UP-GRADE MAINS, CONSTRUCT "LOOP" AND GET RID OF ALL DEADENDS. OTHER - DESIGN AND CONSTRUCTION | 75000 | 1998-01-01 | 19 | Tehachapi District
5410007 | 001 | LSID - TONYVILLE | O | 25 | C | 400 | SURFACE SOURCE - RAW WATER STORAGE INADEQUATE REMOTE MONITORING CAPABILITY | RADIO SPREAD SPECTRUM TELEMETRY AND CONTROL. OTHER - DESIGN AND CONSTRUCTION | 80000 | 1999-01-01 | 12 | Visalia District
1300616 | 001 | PALO VERDE COUNTY WATER DIST. | O | 25 | C | 410 | Two wells located near lake may be under the influence of surface water. Have had intermittent bacteriological problems. | Replace existing wells, with two new wells drilled at a better location. | 100000 | 2001-01-01 | 14 | San Diego District | replace wells
1500406 | 001 | TRADEWIND WATER ASSOC. | O | 25 | C | 450 | Old storage tank needs to be refurbished because it is leaking. Air problems in our pressure system | Hire cirtified agent to sandblast and coat old tank. Need to install additional Air Vaccuum Valves to remove existing problem. | 50000 | 1998-01-01 | 19 | Tehachapi District
1500406 | 003 | TRADEWIND WATER ASSOC. | O | 25 | C | 450 | Two old wells with unknown water table depth and submersible pump efficiency. | Establish a three phase plan for a new well including a capped well shaft with casing and concrete pad,; pump & electrical load center; excavation & pipeline connection to existing system | 150000 | 2006-01-01 | 19 | Tehachapi District
3610110 | 003 | ARROWBEAR PARK CWD | O | 25 | C | 582 | Interior of storage tank shows signs of rusting | Tank recoating | 19500 | 2001-01-01 | 13 | San Bernardino District
3610110 | 004 | ARROWBEAR PARK CWD | O | 25 | C | 582 | Unprotected storage tank facilities | Install fencing around storage tanks | 6800 | 2001-01-01 | 13 | San Bernardino District
1500290 | 002 | EDGEMONT ACRES MUTUAL WATER COMPANY | O | 25 | C | 600 | TWO COMPANIES SUPPLY WATER TO COMMUNITY. OTHER CSD HAS OPERATIONAL AND MANAGEMENT PROBLEM. THEY WOULD LIKE TO CONNECT TO EDGEMONT. | UPGRADE OTHER SYSTEM, PAY OF DEBT AND DISSOLVE OTHER CSD | 250000 | 1999-01-01 | 19 | Tehachapi District
1500290 | 003 | EDGEMONT ACRES MUTUAL WATER COMPANY | O | 25 | C | 600 | WELL WITH ARSENIC OVER THE MCL - CURRENTLY BLENDING WATER TO MEET MCL. | CONSTRUCT TREATMENT FOR ARSENIC. OTHER- DESIGN AND CONSTRUCTION | 500000 | 2000-01-01 | 19 | Tehachapi District
3200104 | 002 | GRIZZLY LAKE RID-DELLEKER | O | 25 | C | 657 | Fire flows to the southern side of Delleker cannot be met utilizing GLRID's existing water system. | The installation will consist of approximately 3000 lineal feet of 10" PVC water main and appurtenances. The line will follow existing road and other rights of way from the water tank above town to State Highway 70. | 600000 | 2010-01-01 | 2 | Lassen District | Delleker 10 inch Water Line
3200104 | 003 | GRIZZLY LAKE RID-DELLEKER | O | 25 | C | 657 | The community of Delleker has two drinking water wells. Delleker well #2 has exceeded the MCL for uranium. Sauers Engineering has proposed a plan to CDPH which will identify the necessary actions to take to correct the violation. This plan identifies t | This project involves the installation of the following telemetry and control systems:1) Master Station in the Grizzly Lake Resort Improvement District's main office2) An AGM Electronics Well RTU - at the well site3) Data Flow Systems Rail Data Radio - Tr | 15000 | 2010-01-01 | 2 | Lassen District | Delleker Wells Control
5400792 | 004 | WOODVILLE FARM LABOR CENTER | O | 25 | C | 725 | The Woodville Farm Labor Center (FLC) was built in 1937. It was known then simply as the Woodville Labor Camp. Since its inception, the center has been through remodels and modernization projects large and small. Plus over the years, additional housing | The orginal water system that began in 1937 is still in place, and after 72 years needs to be replaced. The current system that utilizes two well was developed in 1949. The orginal water lines that were previously in place (prior to 1949) were not tou | 1500000 | 2010-01-01 | 12 | Visalia District | Additional source and storage - distribution
3600086 | 001 | Daggett Comm Svcs Dist | O | 25 | C | 795 | Lack of transmission line to utilize well | Construct transmission line | 200000 | 1998-01-01 | 13 | San Bernardino District
3600139 | 003 | Jubilee MWC | O | 25 | C | 855 | Not enought storage capacity to disinfect the system nor provide sufficient water turnover in system to prevent bacteria growth, especially in the summer. We cannot meet safe drinking water standards nor comply with new water works standards for 2009. | Install new 140,000 gallon tank. Upgrade the ageing components of pressure station. Buy property and dig replacement well including new monitoring system. | 1500000 | 2010-01-01 | 13 | San Bernardino District | Water tank replacement, pressure station upgrade and replacement well (2009)
3110024 | 001 | PLACER CWA - ALTA | O | 25 | C | 875 | General system improvement. Storage tank insufficient size. | Construct 500,000 gallon storage tank. | 600000 | 1999-01-01 | 2 | Lassen District
1710018 | 001 | LAKE COUNTY CSA 2 - SPRING VALLEY | O | 25 | C | 1018 | Permanent structure required to protect creek water source from 100-yr stream flows. | Improvements to intake gallery & creek banks. Possibly construct new intake gallery or extend existing one. | 200000 | 1998-01-01 | 3 | Mendocino District
1010020 | 003 | LATON COMMUNITY SERVICES DISTRICT | O | 25 | C | 1236 | Currently, the District has only one well tht has an auxillary power source, a diesel powered generator that was purchased through a surplus sale. Entire water supply is dependent on this generator during power outages. | Install a standby generator on District's newest well. | 145000 | 2003-01-01 | 23 | Fresno District | Install standby generator
1610009 | 001 | KETTLEMAN CITY CSD | O | 25 | C | 1499 | GAC TREATMENT PROVIDED FOR BENZENE IN TWO WELLS-TASTE AND ODOR CONCERNS UNRESOLVED | INSTALL UV DISINFECTION AND GAC FOR TREATMENT. OTHER - DESIGN AND CONSTRUCTION | 260000 | 1998-01-01 | 12 | Visalia District | UV disinfection (1997)
1610009 | 007 | KETTLEMAN CITY CSD | O | 25 | C | 1499 | The Kettleman City Community Services District (KCCSD) water distribution gate valves were installed in the early 1970's. A large major of the original gate valves will not close, or remain frozen in the “open” position. Likewise, it is also possible fo | The Kettleman City Community Services District is proposing to replace all of the defective gate valves and fire hydrants. The KCCSD staff will have to coordinate a systematic approach to the gate valve and fire hydrant replacement program to minimize cu | 1300000 | 2010-01-01 | 12 | Visalia District | Water Distribution Replacements
1210008 | 008 | GARBERVILLE SANITARY DISTRICT | O | 25 | C | 1500 | We have a surface water system that we would like to improve. We do not have a boil water order. We currently have a chlorine injection system. | We hope to be able to hook up to Garberville Water. To do this it requires us to attach a line to a bridge and cross the Eel River. | 64000 | 2010-01-01 | 1 | Klamath District | Rivercrest Mutual Water Company Consolidation
1210022 | 004 | RESORT IMPRVMT. DIST. #1 | O | 25 | C | 1500 | Operational problems with intake facilities constructed in 1965. | Upgrade existing intake facility. | 195000 | 1999-01-01 | 1 | Klamath District | Intake replacement (1997)
1210022 | 007 | RESORT IMPRVMT. DIST. #1 | O | 25 | C | 1500 | Need Department requested study of impact of development on source. System has service connection limit based on intake in possibly vulnerable location. | A "Cumulative Impact Study" for Telegraph Creek drainage. | 50000 | 1998-01-01 | 1 | Klamath District | Cummulative impact study - telegraph creek (1997)
1210022 | 010 | RESORT IMPRVMT. DIST. #1 | O | 25 | C | 1500 | Inferior grade of steel pipe in distribution system. Mains have been constant source of leaks. | Engineering design and construction of pipe line. | 2841000 | 1999-01-01 | 1 | Klamath District | Distribution system replacement (1997)
5510003 | 006 | TUD - TUOLUMNE CITY WATER SYSTEM | O | 25 | C | 1576 | LACK OF PLANT MONITORING EQUIPMENT FOR CRYPTO OPTIMIZATION. | INSTALL PARTICLE COUNTERS | 18000 | 1999-01-01 | 11 | Merced District
1610007 | 001 | HOME GARDEN CSD | O | 25 | C | 1750 | Need new storage tanks | Remove rust and recoat tanks. Replace electric motor and pumps. OTHER - Design and Construction | 200000 | 1998-01-01 | 12 | Visalia District
5410012 | 003 | STRATHMORE PUBLIC UTIL DIST | O | 25 | C | 1904 | DISTRICT SOURCE IS FRIANT-KERN CANAL. THE TURNOUT FROM THE CANAL HAS A SCREEN WHICH IS MANUALLY CLEANED AND BUILDS UP WITH ALGAE. | INSTALLA TRAVELING WATER SCREEN IN THE EXISTING CANAL STRUCTURE. | 110000 | 1998-01-01 | 12 | Visalia District
5410026 | 001 | POPLAR COMM SERVICE DIST | O | 25 | C | 2200 | INSTALL NEW WATER FACILITIES TO AN INCORPORATED AREA NORTH OF POPLAR | DRILL NEW WELL AND INSTALL DISTRIBUTION LINES. OTHER - DESIGN AND CONSTRUCTION | 500000 | 1998-01-01 | 12 | Visalia District
3310047 | 002 | CABAZON WATER DISTRICT | O | 25 | C | 2229 | Construction of 32,500 LF of 16" and 12" diameter pipeline in response to a system review by DOHS. See attachment A | See attachment B | 1800000 | 1998-01-01 | 20 | Riverside District | Trunkline replacement (1997)
4710013 | 001 | LAKE SHASTINA C.S.D | O | 25 | C | 2400 | Have had coliform problems in distribution system suspected to be caused by biofilms. | Install appropriate equipment at each groundwater source that would facilitate automatic chlorination when pumps come on line. | 45000 | 1998-01-01 | 1 | Klamath District | Emergency Chlorination facilities for wells
1310008 | 002 | WESTMORLAND, CITY OF | O | 25 | C | 2444 | Deterioration of the roof underside and scale formation/metal loss is beginning to appear. The underwater conditions of the water reservoirs are as follows: the big tank (0.78 MG) is more severely affected than the small (0.35 MG) tank. In the large ta | Due to the high level of coating blisters, it is important that the City of Westmorland re-coat the two reservoirs and replace the roofs. This cost is extremely expensive for this process. The City would also like to have the roofs replaced as well as | 800000 | 2010-01-01 | 14 | San Diego District | City of Westmorland Reservoir Rehabilitation Project
1710001 | 008 | CLEARLAKE OAKS COUNTY WATER DISTRICT | O | 25 | C | 2458 | Asbestos mains are failing due to age and ground movement, causing potentially catastophic highway failure. Booster stations have no back-up power causing low pressure problems, potentially allowing backsiphonage and contamination.Replace 4500 feet of asb | Install 4500 feet of PVC main to replace existin concrete-asbestos mains in the Caltrans right of way. | 501500 | 2007-09-01 | 3 | Mendocino District | Clearlake Oaks 2007 Infrastructure Improvements-Main Replacement
1710001 | 010 | CLEARLAKE OAKS COUNTY WATER DISTRICT | O | 25 | C | 2458 | Surface water treatment plant does not currently have a reliable generator to operate the plant during power outages. Power outages are experienced at least several times a year.A backwash recovery system at the WTP would alleviate pressures on the waste | Funds from this project would be used to install and construct the following: - A 400kW propane back-up generator at the water treatment plant. - A liquid feed chlorine system - A 75,000 gallon backwash tank and recovery system - A HiPox gener | 2100000 | 2010-01-01 | 3 | Mendocino District | Rehabilitate Surface Water Treatment Plant
1510009 | 002 | ERSKINE CREEK WC | O | 25 | C | 2500 | Arsenic is high but not over the MCL at this time. | Construct arsenic treament plant. | 100000 | 2007-01-01 | 19 | Tehachapi District | Arsenic Treatment Plant
1710008 | 001 | NICE MUTUAL WATER COMPANY | O | 25 | C | 2500 | One source of supply - Clear Lake. | To increase reliability, connect to Upper Lake CWD with 20,000 ft of 8 to 12 inch pipe and booster pump station. | 1900000 | 1998-01-01 | 3 | Mendocino District | Intertie w 4 mile pipeline (1997)
1710008 | 003 | NICE MUTUAL WATER COMPANY | O | 25 | C | 2500 | Treatment plant is subject to inundation by the 100-yr flood in Clear Lake. | Modify WTP piping to relocate pumps and motor controls above elevation 1332 ft. | 240000 | 1998-01-01 | 3 | Mendocino District
1710008 | 004 | NICE MUTUAL WATER COMPANY | O | 25 | C | 2500 | Treatment plant does not have automated filter effluent control system or corrosion control system. | Design and construct an automatic filter effluent system and corrosion control system. | 100000 | 1998-01-01 | 3 | Mendocino District | Treatment plant upgrades (1997)
5410009 | 007 | PIXLEY PUBLIC UTIL DIST | O | 25 | C | 2793 | Wells are not centrally controlled or monitored | Install SCADA system | 100000 | 2007-01-01 | 12 | Visalia District | Install SCADA
4710008 | 001 | CITY OF MT. SHASTA | O | 25 | C | 3642 | The exterior of tanks #2 and #3 of the Distribution system have been strongly recommended by California Department of Public health on several occasions, most recently in a letter dated September 26, 2008. The purpose of the tank recoating is to cover th | Recoating of exterior surfaces of Tanks #2 and #3 | 300000 | 2010-01-01 | 1 | Klamath District | Distribution Tanks Recoating Project
1410001 | 002 | CITY OF BISHOP | O | 25 | C | 3643 | The City of Bishop owns and operates three wells from which it supplies water to its customers; Well 1, Well 2 and Well 4. Fluoride levels at Well 1 exceed its respective MCL. For this reason Well 1 can only be used as a stand-by well for a limited dur | The City of Bishop wants to build a new well on City owned property. The new well will be built to serve as a back up well when either of the two main wells (Well 2 and Well 4) fails. A Request for Proposals for the Environmental Impact Report was relea | 2403000 | 2007-01-01 | 13 | San Bernardino District | Development of Well 3
1710006 | 003 | KONOCTI COUNTY WATER DISTRICT | O | 25 | C | 4986 | Undersized and aged raw water pipeline to water treatment plant. | Replace with 12 inch PVC pipe. | 600000 | 1998-01-01 | 3 | Mendocino District | Raw water transmission line replacement
2910001 | 006 | CITY OF GRASS VALLEY | O | 25 | C | 5600 | Approximatley 2,400 water meters in City of Grass Valley are approximately 20 years old and have exceeded their expected service life of 12 to 15 years. These water meters pose several problems such as their high cost of meter reading, the | Grass Valley's Water Meter Replacement Project involves replacing old water meters with new radio read style water meters (which will improve the City's ability to obtain water meter readings) and their service laterals. | 3115000 | 2010-01-01 | 21 | Valley District | Water Meter Replacement Project
0410004 | 001 | CITY OF GRIDLEY | O | 25 | C | 6403 | The City of Gridley has six wells distributed throughout the city that supply water to the distribution system. The wells are automatically regulated by water pressure in the distribution system. Chlorination and fluoridation are continuously provided a | The City of Gridley will install a SCADA system to improve monitoring and control of the water system. The SCADA system will provide essential data regarding water levels, chlorine levels, fluoride levels, system pressures, and other information to ensur | 690000 | 2010-01-01 | 21 | Valley District | SCADA System
1110001 | 002 | CITY OF ORLAND | O | 25 | C | 6525 | The "Eighth Street" well was not producing sufficiently and was having iron bacteria problems. The well was abandoned and destroyed. | A new replacement well will be drilled and put back into service to meet the City's water capacity needs. | 450000 | 2010-01-01 | 21 | Valley District | Eighth Street Well Construction (2009)
1110003 | 001 | CAL-WATER SERVICE CO.-WILLOWS | O | 25 | C | 6680 | CWSC intends to reduce the district total water consumption to match the long term water supply. | The city wide water conservation program has two elements. A. Indoor: CWSC intend to replace 4,000 bathroom fixtures (Toilets and Showerheads) over a four month period. This will save 124 acre feet of water per year. b. Indoor: CWCS intends to replace 578 | 1958000 | 2010-01-01 | 21 | Valley District | Willows City Wide Water Conservation Program
5110001 | 013 | CITY OF LIVE OAK | O | 25 | C | 7475 | Well 5 has historically complied with arsenic and nitrate limits since it was originally drilled in 1983. Since the promulgation of the Arsenic Rule, however, the wells average raw water arsenic concentration of 22 ppb became out of compliance with the r | Treatment of Well 5s arsenic and nitrate is being investigated at a preliminary level. Current strategies call for Well 5s arsenic to be treated in kind with the Citys other wells currently in service, namely coagulation-filtration with a manganese dio | 1000000 | 2008-01-01 | 21 | Valley District | City of Live Oak Well #5 Nitrate & Arsenic Removal (2007)
5110001 | 015 | CITY OF LIVE OAK | O | 25 | C | 7475 | The existing primary water distribution system connecting the City's wells is undersized. The majority of the existing distribution system is 8-inch with the remainder being primarily 6-inch pipe. These mains constitute the backbone of the City's distri | The City of Live Oak will replace the existing water main from Well No.4 from N Street to Larkin Road with 12-inch pipe, including all fitting, hydrants, valves and other appurtenant equipment required to connect to the existing distribution system, homes | 100000 | 2010-01-01 | 21 | Valley District | City of Live Oak Apricot Street from N Street to Larkin Road Water Main Replacement Project
5110001 | 016 | CITY OF LIVE OAK | O | 25 | C | 7475 | In 2003, a 1.4 MG water storage tank was constructed at the City's Memorial Park. The tank is filled by two City wells on the same site (Well 1A and 2A). Discharge from the tank is through a booster pump station capable of pumping 4200 GPM. The discharg | The City of Live Oak will replace the existing Pennington Road water main from Larkin Road to J Street with 16-inch and 8-inch mains, including all fittings, hydrants, valves, and other appurtenant equipment required to connect to the existing distributio | 380000 | 2010-01-01 | 21 | Valley District | Pennington Road East of Highway 99 Water Main Replacement Project (2009)
5110001 | 017 | CITY OF LIVE OAK | O | 25 | C | 7475 | In 2003, a 1.4 MG water storage tank was constructed at the City's Memorial Park. The tank is filled by two City wells on the same site (Well 1A and 2A). Discharge from the tank is through a booster pump station capable of pumping 4200 GPM. The dischar | The City of Live Oak will replace the existing Pennington Road water main from 350 feet west of DeRee Road to Broadway with 16-inch, 12-inch and 8-inch mains, including all fittings, hydrants, valves and other appurtenant equipment required to connect to | 395000 | 2010-01-01 | 21 | Valley District | Pennington Road West of Highway 99 Main Replacement Project (2009)
1510041 | 005 | NORTH OF THE RIVER MWD | O | 25 | C | 7500 | The purpose of this project is to increase security of the District's water supply and facilities. The water district maintainence yard, and it's two 4.5 million gallon reserviors, is surrounded by a chain link fence. This fence has been repeatedly cut th | The project is the construction of a 6 foot high concrete block wall, topped with barbed wire. This wall would completly surround the District's water tanks and pumping facilities. | 320000 | 2010-01-01 | 12 | Visalia District | Water Storage Security Wall
1710002 | 002 | GOLDEN STATE WATER CO.-CLEARLAKE SYSTEM | O | 25 | C | 7544 | Recent tests performed on the GAC have shown that GAC requires replacement. | GAC in contactor #2 will be replaced with regenerated GAC. | 25000 | 1998-01-01 | 3 | Mendocino District
1710002 | 005 | GOLDEN STATE WATER CO.-CLEARLAKE SYSTEM | O | 25 | C | 7544 | Cathodic protection in the plant's clearwell is required to prevent corrosion and maintain the integrity of the vessel. | Install cathodic protection in the treatment plant's clearwell. | 20000 | 1998-01-01 | 3 | Mendocino District
3610032 | 001 | NEEDLES, CITY OF | O | 25 | C | 8851 | The City of Needles has existing water storage capacity for 24 - hours. Should a well fail or electricity be down due to microburst, severe flooding, or any of a host of potential causes for longer than 24- hours , the water storage would be depleted and | The addition of a three (3) million gallon tank and two (2) mobile generators would allow for sufficient additional water storage capacity, and provide back- up power to service the community until recovery occurs from any exigency that might befall the C | 3950000 | 2009-01-01 | 13 | San Bernardino District | Additional Reservoir Capacity and Back-Up Power Capability Request
3610025 | 001 | JOSHUA BASIN CWD | O | 25 | C | 9000 | Groundwater basin in overdraft | Construct Surface Water Treatment Plant to minimize overdraft of groundwater basin | 2200000 | 1998-01-01 | 13 | San Bernardino District | swtp for gw overdraft
3610025 | 005 | JOSHUA BASIN CWD | O | 25 | C | 9000 | 120,000 feet of mainline are undersize (<8in diameter) for fire flow | Replace mains with 8-in diameter pipe | 11040000 | 2007-01-01 | 13 | San Bernardino District | Undersize mainline replacement (2006)
3610025 | 007 | JOSHUA BASIN CWD | O | 25 | C | 9000 | The District's 96 square mile service area is located in the high desert region of San Bernardino County. The District is part of the Morongo Basin, which includes more than 4,000 square miles and a population of 85,000 with communities from Wonder Valle | The project consists of constructing approximately 6,000 linear feet of 12-inch diameter PVC or ductile iron water pipeline within existing desert rights-of-way. The construction will also include various appurtenances, including valves, air-vac valves, | 175000 | 2010-01-01 | 13 | San Bernardino District | Medical Center Redundancy Pipeline Project (2009)
3610025 | 008 | JOSHUA BASIN CWD | O | 25 | C | 9000 | Water service pressure, emergency water storage, and backup fire protection water supply within the District's distribution system is maintained by water storage facilities within each pressure zone. The District has a long-term program of maintaining an | The project consists of dismantling an existing 0.5 MG steel reservoir within the District's "C" pressure zone, and relocating the reservoir to the District's "H" pressure zone. The relocated tank will be co-located on an existing tank site. The relocat | 225000 | 2010-01-01 | 13 | San Bernardino District | Reservoir Rehabilitation & Relocation Project (Zones C and H) (2009)
3610025 | 009 | JOSHUA BASIN CWD | O | 25 | C | 9000 | The District's water system has been constructed over a significant time period. As such, specific system components are beginning to approach useful life expectancy. Of particular consideration are the District's water booster stations. These stations | The project consists of constructing two package booster pump stations, one to replace the J-Zone station and one to replace the E- and D-Zone stations. The replacement stations will consist of manufacturer provided package pumping systems, housed within | 225000 | 2010-01-01 | 13 | San Bernardino District | Booster Station Rehabilitation Project (D and E zones) (2009)
0410005 | 001 | CAL-WATER SERVICE CO.-OROVILLE | O | 25 | C | 9427 | Surface water treatment plant needs improvements and upgrades to improve operations and reliability. Also need improvements to comply with the Cryptosporidium Action Plan. | Treatment plant upgrades: particle counter, liquid alum feeder/mixer, current monitor, SCADA system and gaseous chorine containment. | 220000 | 1998-01-01 | 21 | Valley District | Upgrade SWT Plant
0410005 | 002 | CAL-WATER SERVICE CO.-OROVILLE | O | 25 | C | 9427 | CWSC intends to reduce the districts total water consumption to match the long term water supply. | The city wide water conservation program has two elements. a. Indoor: CWSC intends to retrofit / replace 5,250 bathrooms with water conservation products (toilets & showerheads) and the extimated water savings is 161 acre feet per year.b. Outdoor: CWSC in | 2550000 | 2010-01-01 | 21 | Valley District | Oroville City Wide Water Conservation Program
5810002 | 001 | LINDA COUNTY WATER DISTRICT | O | 25 | C | 10000 | The original water supply at Yuba College came from 3 wells on the campus grounds. The 3 wells were systematically shut down between 1977 and 1991 and replaced with county domestic water. The existing water system at Yuba College combines both domestic | The intent of the project is to provide a new dedicated campus domestic water distribution system. The existing water system will remain in service providing water for fire suppression and irrigation uses. The proposed water system will consist of constru | 950000 | 2010-01-01 | 21 | Valley District | Division of fire-water and domestic water systems at Yuba College
4510001 | 001 | CITY OF ANDERSON | O | 25 | C | 10050 | The City of Anderson, in response to the requests of area residents and property owners, annexed an area in North-Central Anderson known as "Annexation 04-01 (Alexander, Bellevue, Pinewood and Loop Area)" in February 2005. One of the principal reasons tha | The City of Anderson has engaged the services of the engineering firm CH2MHill to prepare environmental clearance documents (anticipated to be either a categorical exemption or a negative declaration under CEQA and either a categorical exclusion or a FONS | 1217000 | 2010-01-01 | 2 | Lassen District | North-Central Anderson Public Water System Extension
1510013 | 003 | CITY OF MCFARLAND | O | 25 | C | 12138 | Two older wells need to be replaced | Drill a new well | 1000000 | 2007-01-01 | 12 | Visalia District | Drill two new wells (2006)
5810001 | 002 | CAL-WATER SERVICE CO.-MARYSVILLE | O | 25 | C | 12628 | CWSC intends to reduce the districts total water consumption to match the long term water supply. | The project has two elements.a. Indoor: CWSC intends to retrofit 5,700 bathrooms with water conservation products (toilets & showerheads) and the estimated water savings is 175 acre feet per year. b. Outdoor: CWSC intends to retrofit 945 ET controllers an | 2760999 | 2010-01-01 | 21 | Valley District | Marysville City Wide Water Conservation Project
1210001 | 002 | CITY OF ARCATA | O | 25 | C | 16651 | Currently, the Klopp Recreational Lake is used by tens of thousands of visitors a year that come to view birds, launch kayaks, hike and fish. The main parking area is approximately one mile from any potable water source, and the City has receive many req | The scope of work for this project includes the installation of approximately 2500 linear feet of 2" water line, including excavation and bury. Also included is the purchase and installation of a drinking water fountain. | 5000 | 2010-01-01 | 1 | Klamath District | Klopp Lake Water Line
1210001 | 006 | CITY OF ARCATA | O | 25 | C | 16651 | 7.5 kW photovoltaic system and lighting retrofits at the Alliance Road Water Pump Station, $60,000The Alliance Road pump station is one of the most heavily used water pump stations in the City. From this point, water is delivered directly to much of the | A 7.5 kW photovoltaic system would provide almost 100% of the electricity necessary to run the building. The avoided electricity costs would total almost $2,000 a year. Avoided carbon emissions would be 195 tons a year, equivalent to 643,384 miles of dr | 55000 | 2010-01-01 | 1 | Klamath District | 7.5 Kw Solar Power System for Alliance Road Pump Station
3310016 | 011 | HEMET, CITY OF | O | 25 | C | 20047 | The City of Hemt has approximately 10,000 linear feet of substandard waterlines (2-inch, 4-inch and 6-inch). Some of these lines, many of which are in excess of 60 years in age, are showing signs of fatigue in the form of leakage and/or are now undersize | Replace approximately 10,000 linear feet of existing 2-inch, 4-inch and 6-inch waterline with 8-inch diameter waterline. | 3750000 | 2010-01-01 | 20 | Riverside District | Substandard Water Line Replacement
1610004 | 004 | CORCORAN, CITY OF | O | 25 | C | 26047 | OLD MASTER PLAN WHICH DOES NOT INCLUDE THE SECOND PRISION (ADDITIONAL 2,200 GPM DEMAND) | NEW WATER SYSTEM MASTER PLAN | 100000 | 1998-01-01 | 12 | Visalia District | Develop new master plan (1997)
1610004 | 007 | CORCORAN, CITY OF | O | 25 | C | 26047 | WATER SYSTEM EXPERIENCES WATER PRESSURE FLUCTUATIONS | INSTALL WATER STORAGE AND BOOSTER SYSTEMS, INCLUDING 1 MG RESERVOIR. OTHER - DESIGN AND CONSTRUCTION | 1200000 | 1998-01-01 | 12 | Visalia District | Storage tank (1997)
2710017 | 001 | MARINA COAST WATER DISTRICT | O | 25 | C | 34600 | need sufficient long-term water supply for the Marina Airport | Replace inadequate 300,000 gallon reservoir to meet current and planned demands | 900000 | 2001-01-01 | 5 | Monterey District | Replace Marina Airport reservoir (2000)
2710017 | 002 | MARINA COAST WATER DISTRICT | O | 25 | C | 34600 | Bayer Tank is not being operated efficiently due to structural deficiencies | Replace Bayer Tank | 650000 | 2002-01-01 | 5 | Monterey District | Replace Bayer tank (2001)
2710017 | 003 | MARINA COAST WATER DISTRICT | O | 25 | C | 34600 | need sufficient long-term water supply for the Marina Airport | Construct a 4,500 linear foot pipeline to supplement existing water line | 300000 | 2001-01-01 | 5 | Monterey District | Transmission line to airport (2001)
2710017 | 006 | MARINA COAST WATER DISTRICT | O | 25 | C | 34600 | Pipeline pressure losses in the water distribution system | Complete feasibility study of system infrastructure to identify corrective action to solve problem | 100000 | 2002-01-01 | 5 | Monterey District | Feasibility study (2001)
3310008 | 006 | MISSION SPRINGS WD | O | 25 | C | 38500 | This project will work in concert with the District the preapplication Well 38 to tie in the new well and make changes to an existing well (well 22) to allow greater flexibilty and savings in pipeline costs to move water into two different pressure zones | Install 1240 zone transmission tie in to new well 38 and make modifications to existing well 22 to be able to change from the 1240 pressure zone to the 1400 pressure zone. Requires pipeline installation, tie ins, modify well 22 pump and motor, including n | 1000000 | 2010-01-01 | 20 | Riverside District | 1400/1240 Transmission Line (2009)
3310049 | 004 | WESTERN MWD | O | 25 | C | 60895 | Existing groundwater in the Arlington Basin does not meet standards for nitrates, total dissolved solids/salts, or perchlorate. This local water supply and the Arlington Desalter are not being used at optimal levels due to water quality issues, particula | Western Municipal Water District (Western) proposes construction of a fixed-bed biological treatment (FXB) to remove multiple contaminants from groundwater. The FXB will be used in conjunction with the Arlington Desalter. Based on pilot testing performe | 5825000 | 2010-01-01 | 20 | Riverside District | Arlington Desalter Biodenitrification Treatment
3610039 | 001 | SAN BERNARDINO CITY | O | 25 | C | 173359 | Replace older low production well | Construct new well Cajon Canyon | 400000 | 1998-01-01 | 13 | San Bernardino District
3610039 | 003 | SAN BERNARDINO CITY | O | 25 | C | 173359 | Insufficient boosting capacity | Construct new Dally Sin Booster | 85000 | 1998-01-01 | 13 | San Bernardino District
3610039 | 009 | SAN BERNARDINO CITY | O | 25 | C | 173359 | Alternative transmission facilities needed | Extend Lower Pressure zone transmission main in Medical Center Drive | 1000000 | 2000-01-01 | 13 | San Bernardino District
3610039 | 011 | SAN BERNARDINO CITY | O | 25 | C | 173359 | Tie-in new reservoir to system | Construct Cajon Blvd transmission line from Scott Labs reservoir to Ogden reservoir site | 1900000 | 2001-01-01 | 13 | San Bernardino District
3610039 | 013 | SAN BERNARDINO CITY | O | 25 | C | 173359 | Booster facility needed | Construct new 7500 GPM Sycamore zone booster | 150000 | 2001-01-01 | 13 | San Bernardino District
3610039 | 014 | SAN BERNARDINO CITY | O | 25 | C | 173359 | Transmission facility needed | Construct 36 inch 8500 ft Sycamore transmission main | 1750000 | 2002-01-01 | 13 | San Bernardino District
3610039 | 015 | SAN BERNARDINO CITY | O | 25 | C | 173359 | Booster facility needed for Muscoy Drinking Water Restoration project | Construct 7500 gpm Ogden Labs booster | 150000 | 2002-01-01 | 13 | San Bernardino District
3610039 | 016 | SAN BERNARDINO CITY | O | 25 | C | 173359 | Undersized transmission line | Construct 36 inch 4133 ft Crosstown transmission line | 867000 | 2002-01-01 | 13 | San Bernardino District
1200817 | 001 | KNEELAND SCHOOL | O | 25 | P | 48 | The submersible pump in the collection reservoir is over 15 years old. | Purchase a new pump. | 10000 | 1998-01-01 | 1 | Klamath District | New Pump (1997)
1200684 | 002 | MATTOLE ELEMENTARY SCHOOL | O | 25 | P | 100 | System is contaminated with material from the inside of the old concrete storage tanks.System also has 40+ year old galvanized pipe that is clogged and corroded that needs to be replaced. | Local workforce will install a flushing valve in the distribution system at the deadend of the supply line to the Multi-Purpose room and Principal's office.Local workforce will install new one and a half inch (1.5") Schedule 80 PVC supply line with one in | 15000 | 2010-01-01 | 1 | Klamath District | Mattole (#1200684) Distribution Repairs
1200546 | 002 | CASTERLIN SCHOOL | O | 25 | P | 130 | Filter system with inadequate capacity. | Install filtration with increased capacity. | 70000 | 1998-01-01 | 1 | Klamath District
2300785 | 002 | LEGGETT VALLEY SCHOOL | O | 25 | P | 175 | Old well and Mn & Fe treatment system in poor condition | Rehab well, new well pump, new Fe & Mn treatment system | 25000 | 2001-01-01 | 3 | Mendocino District
3600602 | 001 | Alpine Covenant Conf. Centre | O | 25 | P | 250 | This project is purposed to resolve storage monitoring and regulation problems inherent in our present system. A new SCADA system is needed to resolve this problem. Current methods entail visual monitoring and hand controlled regulation of wells and rese | The SCADA system to be installed will provide complete control over Alpine Camp and Conference Center’s water system. Wells will be turned on and off based on the level of water in the reservoir or other system parameters. When properly instrumented, ot | 108862 | 2010-01-01 | 13 | San Bernardino District | Alpine Camp and Conference Center
4400725 | 001 | COUNTY FAIRGROUNDS | O | 25 | P | 500 | Tanks and wells outdated and deteriorated - system serves 300,000 persons a year | replace aged water tanks, upgrade or replace two wells | 200000 | 2002-01-01 | 5 | Monterey District
3810006 | 001 | HHW&P-EARLY INTAKE CPD-SFPUC | O | 25 | N | 8 | Need backup filtration for high turbidity events for filtration avoidance. | Install membrane filtration system with appurtenent facilities. | 100000 | 1999-01-01 | 4 | San Francisco District
3200154 | 001 | FRCCSD - TWAIN | O | 25 | N | 25 | Existing well has reportedly deminished summertime capacity. No documentation indicating water shortages or outages, however. | Increase source capacity through additional well. | 45000 | 2004-01-01 | 2 | Lassen District | New Well
3810005 | 001 | HHW&P-O'SHAUGHNESSY DAM CPD-SFPUC | O | 25 | N | 25 | Need backup filtration for high turbidity events for filtration avoidance. | Filtration system with appurtenent facilities. | 100000 | 1999-01-01 | 4 | San Francisco District
1000094 | 001 | FCPG/KEARNEY PARK | O | 25 | N | 200 | PAST COLIFORM CONTAMINATION OF SYSTEM DUE TO NEW LINE INSTALLATION. | INSTALL A CHLORINATION SYSTEM AND A 10,000 GALLON PRESSURE TANK. | 45000 | 1999-01-01 | 23 | Fresno District
3200155 | 001 | FRCCSD - HOT SPRINGS CSD | O | 20 | C | 13 | Declining production due to scaling. | Regular cleaning of the well casing and possibly provide continuous chlorination down the well casing. | 40000 | 2004-01-01 | 2 | Lassen District | Well Rehab (2002)
3200114 | 001 | Evergreen Motel & Trailer Park | O | 20 | C | 28 | High Iron Content / Sediment - Water Storage | new submersible pump, filtration system, storage tank and pressure pump. | 30000 | 2003-01-01 | 2 | Lassen District | System Improvements
3901213 | 001 | AVALOS, SILVIA | O | 20 | C | 30 | NITRATE ON VERGE OF EXCEEDING MCL IN SMALL, ONE WELL SYSTEM | THEY ASK FOR TREATMENT; HOWEVER, CONNECTION WITH LARGE SYSTEM MUST BE EXPLORED FOR FEASIBILITY | 30000 | 1998-01-01 | 10 | Stockton District
0202503 | 001 | WOODFORDS MUTUAL WATER COMPANY | O | 20 | C | 50 | Replace old well. | Pre-app for future unseen needs. | 100000 | 1998-01-01 | 9 | Sacramento District | Additional Source (1997)
3900517 | 001 | ALMOND PARK WATER SYSTEM | O | 20 | C | 60 | WELL IS OLD AND SYSTEM HAS NO AUXILARY POWER. | RENOVATE WELL, REPLACE PUMP, AND INSTALL AUXILARY POWER. CONSOLIDATE WITH NEIGHBORING SYSTEMS. OTHER = DESIGN AND CONSTRUCTION | 450000 | 1998-01-01 | 10 | Stockton District
3900569 | 001 | EL RIO MOBILE HOME PARK | O | 20 | C | 60 | SYSTEM WANTS A SECOND (OR NEW?) WELL PRESSURE TANK AND MAIN | DRILL WELL, INSTALL PUMP, MAINS AND PRESSURE SYSTEM | 40000 | 2000-01-01 | 10 | Stockton District
1800524 | 001 | LASSEN MOBILE HOME PARK | O | 20 | C | 62 | The system has old pipes. | Replace old pipes. | 43800 | 2004-01-01 | 2 | Lassen District | New Pipe Construction
1500540 | 003 | PINON HILL WATER COMPANY | O | 20 | C | 75 | Twenty-five year old steel distribution reservoir leaks at welded seam. | Replace reservoir. | 5000 | 2001-01-01 | 19 | Tehachapi District | Replace Leaking Storage Reservoir
1500434 | 001 | BISHOP ACRES MUTUAL WATER COMPANY | O | 20 | C | 81 | Low pressure problems requires the construction of a new 20,000 gallon storage tank and to repair the bowls to help the system run above the 47% to 67% or preferred replace the bowls so that the system runs at 100%. | Install a 20,000 gallon storage tank and replace the bowls and any parts and labor that is needed. | 100000 | 2003-01-01 | 19 | Tehachapi District
0400023 | 001 | GOLDEN OAKS MOBILE ESTATES | O | 20 | C | 86 | Outdated Water System | Install flow source meter and correct plumbing.Installation of an automatic compressor to maintain proper air-water level.Increase the storage capacity of our well system.Evaluation of source capacity to determine our water systems' ability to meet water | 50000 | 2010-01-01 | 21 | Valley District | Golden Oaks Mobile Home Park
1100405 | 001 | BLACK BUTTE MOBILE H.P. | O | 20 | C | 94 | Well is at insufficient depth to sustain adequate water supply for the community given the lower water table (drought) and increased use in the area (agriculture and housing development.) | Extend/deepen existing well and/or integrate existing 2nd well on the property into the water system. | 90000 | 2010-01-01 | 21 | Valley District | Water/Well System Upgrade
0400016 | 004 | BERRY CREEK COMMUNITY SER DIST | O | 20 | C | 99 | Berry Creek is a small community in the foot hills of the Northern Sierra Mountains. The Community Services District is a non profit, all volunteer organization experiencing a number of impotant issues. The first is we have an aging well system. We r | To complete the new well site we are required to develop the well. To develop the well we must test the water for contaminants or bacteria,and determine the static water level and the proper pump size with the installation of a test pump. The 72 hour | 199000 | 2010-01-01 | 21 | Valley District | Berry Creek Community Services District "Well Replacement" , "Additional Storage Tank".
1500252 | 002 | KERN VALLEY MUTUAL WATER | O | 20 | C | 100 | This water system has two active wells; well 02, and 03. Source water at well 03 has recurring documented TCR failures that resulted in coliform MCL violations within the last three years. Well 03 cannot be taken offline because Well 02 does not produce | Kern Valley water system proposes to consolidate with Erskine Creek water company. Erskine Creek is willing to consolidate.The system proposes to connect to Erskine Creek via construction and installation of an approximate 1000 ft pipeline; rehabilitatio | 325000 | 2009-01-01 | 19 | Tehachapi District | Consolidation with Erskine Creek
3901113 | 001 | WALNUT ACRES | O | 20 | C | 100 | SYSTEM NEEDS SYSTEM WORK TO BETTER DISTRIBUTE WATER | IMPROVE DISTRIBUTION SYSTEM AND INSTALL AUTO-TRANSFER SWITCH FOR AUXILIARY POWER UNIT. CONSOLIDATE WITH OTHER SYSTEMS. OTHER = DESIGN AND CONSTRUCITON | 500000 | 1998-01-01 | 10 | Stockton District
3900512 | 001 | MORADA ACRES WATER SYSTEM | O | 20 | C | 105 | SINGLE WELL SYSTEM WITH DETERIORATING STEEL LINE. | IMPROVE DISTRIBUTION SYSTEM WITH NEW, LARGER LINES. INSTALL AUXILIARY POWER. CONSOLIDATE WITH NEIGHBORING SYSTEM. OTHER = DESIGN AND CONSTRUCITON. | 250000 | 1998-01-01 | 10 | Stockton District
3900523 | 001 | MORADA MANOR WATER SYSTEM | O | 20 | C | 109 | SINGLE WELL SYSTEM WITH DETERIORATING WELL. | REPLACE WELL AND INSTALL AUXILIARY POWER. CONSOLIDATE WITH NEIGHBORING SYSTEM. OTHER = DESIGN AND CONSTRUCTION | 450000 | 1998-01-01 | 10 | Stockton District
4900788 | 001 | EL CRYSTAL MOBILE HOME PARK | O | 20 | C | 130 | Aging infrastructure | Replace pipes and install meters | 50000 | 2001-01-01 | 18 | Sonoma District
1100237 | 001 | WILLOW GLENN MOBILE H.P. | O | 20 | C | 150 | Low on source capacity. | Construct system improvements to correct problem. | 50000 | 1999-01-01 | 21 | Valley District | Additional source capacity (1997)
3301018 | 001 | ANZA PINES MOBILE HOME PARK | O | 20 | C | 150 | Inadequate water supply | See attached | 58878 | 1998-01-01 | 20 | Riverside District
3900722 | 001 | MORADA ESTATES PWS | O | 20 | C | 158 | DISTRIBUTION SYSTEM PRESSURE PROBLEMS | CONSTRUCT PRESSURE TANK AND BOOSTER PUMP. CONSOLIDATE WITH NEIGHBORING SYSTEMS. OTHER = DESIGN AND CONSTRUCTION. | 300000 | 1998-01-01 | 10 | Stockton District
2700772 | 002 | STRUVE RD WS #02 | O | 20 | C | 166 | Well is sanding in. | Extend the main line from Pajaro/Sunny Mesa CSD to serve this water system | 200000 | 2001-01-01 | 5 | Monterey District
1500575 | 002 | SAN JOAQUIN ESTATES MUTUAL | O | 20 | C | 220 | Waterlines (service lines) to various properties are breaking are having to be repaired. | Replace existing lines to every property, estimated cost of each line is $1,100 | 66000 | 2005-01-01 | 19 | Tehachapi District
4500014 | 002 | LAKESHORE HEIGHTS MUTUAL WATER | O | 20 | C | 225 | Our water source is surface water from a small dam. Water is brought to our treatment plant via pipe and first goes to a settling tank before going through filtration. The roof on the settling tank is badly deteriorated and natural debris can get in throu | We have an old (40+ years) concrete block tank of about 30,000 gallons with an almost flat roof made of wood beams and galvanized tin. It is badly rotted and is ready to collapse. We need a new roof very soon. (This year!) The tank measures 18-1/2 feet wi | 12000 | 2010-01-01 | 2 | Lassen District | Lakeshore Heights Settling Tank Roof Project
5100109 | 001 | WILDWOOD MUTUAL WATER COMPANY | O | 20 | C | 255 | Old lines subject to cause problems any day. Some valves are frozen and thus cannon be operated. | Replace old lines when needed. | 100000 | 2000-01-01 | 21 | Valley District | Distribution system rehabilitation (1997)
3200188 | 003 | Greenhorn Creek Services District | O | 20 | C | 280 | Potential need for new booster station, decreased production at Well 02, dead ends. | Well 02 rehab, addition of booster station on Greenhorn Road, other distribution system improvements. | 415875 | 2006-01-01 | 2 | Lassen District | Greenhorn CSD Distribution System 2
4100582 | 001 | COUNTY SERVICE AREA 11 | O | 20 | C | 280 | In dry year, low water supply; need to improve water supply reliability. | Consolidate with another system. (Pescadero High School) | 50000 | 1998-01-01 | 17 | Santa Clara District
1100616 | 003 | ELK CREEK COMMUNITY S.D. | O | 20 | C | 300 | The Elk Creek Community Service District obtains it's water from Stony Gorge Reservoir. The water in the reservoir has been degrading a little more each year. New erosions in the water shed each year impacts the influent to the treatment plant heavily | This project would entail drilling three wells to obtain potable water at a minimum of one hundred, (100), gallons per minute per well. This would require a geologic survey as well as a current well history study to obtain the :best site". The wells wo | 500000 | 2010-01-01 | 21 | Valley District | Elk Creek Community Service District "New Wells For Water Source"
1100616 | 004 | ELK CREEK COMMUNITY S.D. | O | 20 | C | 300 | We need to improve the influant quality by elevating the current intake pipe. The Elk Creek Community Service Distirct is located in western Glenn County. It's source of water is Stony Gorge Reservoir. The Stony Gorge REservoir is a small reservoir, ab | The completion of the relocation for the intake would dramatically improve effluant quality and decrease operating costs. We would raise the intake elevation and obtain better quality water from higher in the lake. The old intake could be used for eme | 240000 | 2010-01-01 | 21 | Valley District | Elk Creek Community Service District "Water Source Modification"
3400106 | 001 | MSA: EAST WALNUT GROVE WATER SYSTEM | O | 20 | C | 300 | Provide a new storage tank. | Construct a 250,000 gallon water storage tank. Involves design and construction. | 250000 | 1998-01-01 | 9 | Sacramento District | New storage tank (1997)
3400106 | 002 | MSA: EAST WALNUT GROVE WATER SYSTEM | O | 20 | C | 300 | Provide a new well and upgrade pipelines. | Construct 1,000 gpm well and upgrade pipeline distribution system. Involves design and construction. | 250000 | 1998-01-01 | 9 | Sacramento District | New well and distribution system (1997)
5400710 | 001 | BADGER HILL ESTATES | O | 20 | C | 300 | LACK OF CAPACITY AS SUBDIVISION DEVELOPS | INCREASE STORAGE CAPACITY, INCREASE PUMPING CAPACITY AND DRILL NEW WELL. | 500000 | 1998-01-01 | 12 | Visalia District
1700526 | 001 | PINE GROVE WATER SYSTEM | O | 20 | C | 304 | Surface influenced spring. Subsized distribution system. Leaking storage tanks. | Hire hydrologist and spring developer to encase and enhance spring. Put liners in tanks. Rebuild distribution system. | 100000 | 1998-01-01 | 3 | Mendocino District
1700554 | 007 | LAKE COUNTY CSA 13 - KONO TAYEE | O | 20 | C | 333 | The Kono Tayee water system serves customers within the County Service Area #13. Tank decay and leakage is occuring at the Tank #3 site. The Tank #3 site consists of two redwood tanks (tanks 3 and 4).This project is to replace the existing redwood tanks | This project is for the replacement of two co-located tanks at Tank Site #3, and will include the construction of two seismically engineered concrete tank foundations, two 50,000 gallon capacity anchored bolted steel tanks, associated piping and controls. | 350000 | 2010-01-01 | 3 | Mendocino District | CSA #13 (Kono Tayee) Water Storage Tank Replacement Project
1200553 | 007 | WEOTT C.S.D. | O | 20 | C | 364 | Weott Community Services District (WCSD)has 2 sources. "A" & "B", while a 3rd source (Decker Creek) joins "B" source at the settling tanks. There are a total of 5 collection sites joining to create "A" & "B" transmission lines. In February & December of 2 | Source collection sites:All 5 sites currently collect water, but have been evaluated as operating below their potential in collection amounts, maintenance needs and turbidity levels of water collected. Engineering and subsequent improvements will help in | 2000000 | 2009-01-01 | 1 | Klamath District | Transmission lines, collectors at sources and new Treatment Plant
1200553 | 008 | WEOTT C.S.D. | O | 20 | C | 364 | In 1989 Weott Community Services District (WCSD) had a new water treatment plant installed to comply with the Clean Water Drinking Act. At the time a pressurized mixed aggregate filtration plant was considerd to be more then adequate for the treatment of | WCSD's water treatment facility needs to have an additional filtration level to continue producing quality water without drinking water violations. Using our existing facility as the main filteration unit we can add at the end of the filtration train eith | 400000 | 2010-01-01 | 1 | Klamath District | Water Treatment Plant: Improvements/Upgrades
1200553 | 009 | WEOTT C.S.D. | O | 20 | C | 364 | Weott Community Services District (WCSD) has 2 seperate source, collection, transmission, filtration and distribution systems including 1 main water storage tank for each. The 95,000 gallon metal tank that is for B system's storage is less than 10 years | This repair would have the tank completely drained (We can operate without the tank on-line)and using a Confined Entry Team clean, remove any remaining forming materials, sand blast entire interior, make any patching repairs etc. as needed then apply a | 35000 | 2010-01-01 | 1 | Klamath District | Repair/Refurbish main water storage tank
0800532 | 003 | BIG ROCK C.S.D. | O | 20 | C | 400 | The Big Rock CSD currently owns two Redwood storage tanks that are about 300 yards distant from each other on a hillside, which cycle water during the summertime about every four or five days. A 100,000 gallon tank was built in 1971 and is leaking at the | The Special District needs to replace the 100,000 gallon Redwood tank with a 215,000 gallon or larger steel tank. The 50,000 gallon Redwood tank must be replaced with a 100,000 gallon or larger steel tank. The aging water distribution lines between them | 450000 | 2008-05-01 | 1 | Klamath District | Replace Water Storage Tanks
0800532 | 004 | BIG ROCK C.S.D. | O | 20 | C | 400 | The Big Rock CSDs water distribution system was installed in 1971 to satisfy the residential, commercial, and fire-suppression needs of the Township of Hiouchi. It has been improved to a small extent over the years, but is generally nearing the end of i | The Special Districts water source is the Smith River, a wild and scenic body of water that is not fully allocated, and our allocation limit is a little over 41 million gallons per year. An application with the California Water Resources Control Board | 500000 | 2008-01-01 | 1 | Klamath District | Engineer a Plan to Replace or Improve the Existing Infrastructure Planning)
0800532 | 005 | BIG ROCK C.S.D. | O | 20 | C | 400 | The Big Rock CSDs water distribution system was installed in 1971 to satisfy the residential, commercial, and fire suppression needs of the Township of Hiouchi. It has been improved to a small extent over the years, but is generally nearing the end of i | The precise scope of construction is not entirely definable at this juncture, for an engineering plan must be developed. However, it is estimated that the Special District owns and operates about 10 miles of water distribution lines, 40 main valves, 15 b | 2450000 | 2008-01-01 | 1 | Klamath District | Permit and Construct Replacement Infrastructure
2310013 | 007 | POINT ARENA WATER WORKS | O | 20 | C | 465 | Lack of security around Main Water Storage tanks and well. | Install an electric gate and security fence at the Main water storage tanks located at 135 Riverside Drive, Point Arena. Install security fence around the Garcia River well located on Windy Hollow Road, Point Arena. | 41300 | 2010-01-01 | 3 | Mendocino District | Security Gate and Fences
4500195 | 004 | STARLITE PINES MUTUAL WATER CO INC | O | 20 | C | 510 | Mutual has deficiencies that are eligible for SRF funding and not covered in any of the other SRF categories including improvement or repacement of storage facilities and provision of backup or reliablity features. | 1) Upgrade security; fencing, doors, & alarm system. 2) Imrovement or replacement of storage facilities. 3) Provision of backup or reliablity features; update generator & automatic transfer switch. | 100000 | 2005-01-01 | 2 | Lassen District | Storage, generator, & security
3410047 | 001 | CALAM - WALNUT GROVE | O | 20 | C | 657 | General system improvement. Inadequate supply main. | Grand Avenue main replacement. Involves design and construction. | 120000 | 1998-01-01 | 9 | Sacramento District
4710004 | 001 | CITY OF ETNA | O | 20 | C | 769 | Distribution lines are old; storage tank is not large enough for summer demands; and intake facilities have deficiencies that are limiting flows. | Replace lines; increase storage; and improve intake facilities. | 200000 | 1998-01-01 | 1 | Klamath District
5010007 | 003 | HILLSVIEW HOMES | O | 20 | C | 840 | One well has nitrate levels above MCL. Both wells contain TDS levels, which also exceed standards. | Install reverse osmosis treatment with 0.5 million gallon storage tank and boosters to supply existing system. Also purchase and install backup power generator. | 1300000 | 2003-01-01 | 10 | Stockton District | Reverse osmosis & generator
5400542 | 004 | DUCOR CSD | O | 20 | C | 850 | North well is no longer usable and must be properly abandoned. All existing meters in the community have stopped functioning and are not being read. Community needs new meters to monitor use and conserve diminishing groundwater supply. CSD also needs t | CSD proposes to replace all defective and non-functional water meters, properly abandon old north well, and replace defective gate valves | 277500 | 2010-01-01 | 12 | Visalia District | Well Abandonment, install Meters, and Gate Valve Replacement
1010042 | 003 | MALAGA COUNTY WATER DISTRICT | O | 20 | C | 900 | WELLS OPERATE INDEPENDENTLY AND DO NOT HAVE AVAILABLE REMOTE MONITORING OR CONTROL. POTENTIAL PROBLEMS DUE TO LOSS OF POWER OR MECHANICAL FAILURE. | INSTALL SCADA SYSTEM. OTHER - DESIGN AND CONSTRUCTION | 100000 | 1999-01-01 | 11 | Merced District | SCADA
4910003 | 002 | PENNGROVE WATER COMPANY (PUC) | O | 20 | C | 1200 | Use of expensive Agency water | Consolidate to Canon Manor system | 1200000 | 2003-01-01 | 18 | Sonoma District
1710022 | 002 | LAKE COUNTY CSA 20 - SODA BAY | O | 20 | C | 1342 | As a follow-up to a site inspection, DPH issued a letter-form directive (7/9/08) to the Lake County Special Districts Administration for deficiencies at the Soda Bay Water Treatment Facility. Part of the directive addressed the need to expand the filter | Due to the limited size of the facility, the use of a portable tank is preferred. The unit will be located (parked and blocked) on site adjacent to the backwash system. Backwash water will be directed to the unit if additional storage is needed. Since t | 200000 | 2010-01-01 | 3 | Mendocino District | Soda Bay Water System Backwash Water Storage Upgrade
1710022 | 003 | LAKE COUNTY CSA 20 - SODA BAY | O | 20 | C | 1342 | On July 9, 2008, the Lake County Special Districts Administration was issued a letter-form directive from DPH for the Soda Bay Water Treatment Facility. Part of that directive involved the ozone system. Due to its contribution to the water treatment pro | The ozone generator project will replace both ozone units at the Soda Bay Water Treatment Facility. The new units will consist of slab mounted ozone generators, piping and controls. The units will be mounted on the existing concrete slabs. Piping and c | 450000 | 2010-01-01 | 3 | Mendocino District | Soda Bay Water Treatment Facility Ozone System Upgrade
1710022 | 004 | LAKE COUNTY CSA 20 - SODA BAY | O | 20 | C | 1342 | The Soda Bay water treatment facility provides water for the County Service Area #20. The facility treats surface water from Clear Lake to drinking water standards. A portion of the treatment process utilized chlorine gas for disinfection.Lake County En | The project includes the installation of a poured concrete slam, and anchored 3,000 gallon HDPE or fiberglass storage tank, associated pumps, pipes and controls to provide liquid sodium hypochlorite to the treatment process for disinfection. The entire c | 100000 | 2010-01-01 | 3 | Mendocino District | Sodium Hypochlroite Disinfection System
4710002 | 002 | CITY OF DUNSMUIR | O | 20 | C | 1923 | Infiltration and inflow high, lack of storage | Infiltration and inflow study, design repairs, construct storage | 1500000 | 2003-01-01 | 1 | Klamath District
2210001 | 001 | MARIPOSA PUBLIC UTILITY DIST | O | 20 | C | 2000 | THE SAXON CREEK RAW WATER PUMP STATION IS SUBJECT TO FLOODING FROM THE MERCED RIVER. IT WAS FLOODED DURING THE JANUARY 1997 FLOOD CAUSING ABOUT $500,000 DAMAGE. | RELOCATE THE AIR VENTILATION SYSTEM AND CONSTRUCT A CONCRETE ENCASEMENT AROUND EXPOSED CONDUITS. | 163000 | 1998-01-01 | 11 | Merced District | Facility Protection from Flood Events (1997)
1710012 | 001 | COBB AREA COUNTY WATER DISTRICT | O | 20 | C | 2500 | Boggs Spring needs redevelopment. | Bring in contractor specializing in spring redevelopment. | 25000 | 1998-01-01 | 3 | Mendocino District | Spring rehabilitation (1997)
0810002 | 002 | SMITH RIVER C.S.D. | O | 20 | C | 2568 | Pressure problems. | Complete a mainline loop with approximately 1,100 feet of 8-inch pipe. | 70000 | 1999-01-01 | 1 | Klamath District | Pressure problems
1710021 | 003 | LAKE COUNTY CSA 21 - NORTH LAKEPORT | O | 20 | C | 2868 | This project's Ozone Generator will replace the second ozone unit at the North Lakeport Water Treatment Facility. The second ozone unit is no longer supported by its' manufacturer (for either parts or service) and is no longer capable of producing/genera | The Ozone Generator project will replace the second ozone generator at the North Lakeport Water Treatment Facility. The new unit will consist of a slab mounted ozone generator, piping and controls. The unit will be mounted on an existing concrete slab. | 122500 | 2010-01-01 | 3 | Mendocino District | Water Treatment Ozone Generation Unit
1710021 | 004 | LAKE COUNTY CSA 21 - NORTH LAKEPORT | O | 20 | C | 2868 | The North Lakeport Water Treatment Facility provides water for the customers in County Service Area #21. The facility treats surface water from Clear Lake to drinking water standards. A portion of the treatment process utilizes chlorine gas for disinfec | The Sodium Hypochlorite System project includes the installation of a poured concrete pad, an anchored 3,000 gallon HDPE or fiberglass storage tank, associated pumps, pipes and controls to provide liquid sodium hypochlorite for disinfection. The chlorine | 125000 | 2010-01-01 | 3 | Mendocino District | Sodium Hypochlorite Disinfection System
3610002 | 001 | ALPINE WATER USERS ASSOCIATION | O | 20 | C | 3000 | Refinance existing loan for distribution system improvements | Refinance | 1900000 | 1998-01-01 | 13 | San Bernardino District
1610001 | 003 | ARMONA COMMUNITY SERVICES DIST | O | 20 | C | 3239 | SYSTEM CONSISTS OF 2 WELLS AND A WTP AND STOARAGE FACILITIES WHICH ARE UNDER CONSTRUCTION. THE DISTRICT DOES NOT HAVE THE MEANS TO MONITOR THESE FACILITIES. | INSTALL A SCADA SYSTEM. OTHER - DESIGN AND CONSTRUCTION | 80000 | 1998-01-01 | 12 | Visalia District | SCADA (1997)
0510003 | 007 | ANGELS, CITY OF | O | 20 | C | 3441 | The Department of Public Health (DPH) has notified the City that it is in Non-compliance with its permit conditions and in violation of the SWTR. The existing Water Treatment Plant consists of three major components for treatment consisting of the headwor | To complete the installation of a fourth filter a significant amount of infrastructure modification work is required. Only a limited amount of flat area is presently available to locate the fourth filter and to continue to allow roadway access on the west | 1600000 | 2010-01-01 | 10 | Stockton District | City of Angels Pressure Filter Project
1310003 | 004 | GSWC, CALIPATRIA | O | 20 | C | 4040 | The current retention ponds at the Holabird Treatment Plant are not large enough to handle the current backwash flows being generated during plant operation. The up flow clarifiers are also too small. The Washwater recycling project at the Holabird trea | Project scope includes the construction of a second wastewater basin including over excavation, re-compaction, and sub grade preparation; New packaged above-grade duplex pump station; New incline plate clarifier; New precast junction box with slide gates; | 1871514 | 2010-01-01 | 14 | San Diego District | GSWC-Calipatria System-Holabird Treatment Plant, Wash Recycling Project
2410002 | 004 | DOS PALOS-CITY | O | 20 | C | 4417 | The water metering system fo rthe community was put inplace to aid in the conservation of water supply and meter the flow of water to customers. The existing meters have aged and no longer provide calibrated readings of the flow to the customers. The re | The project would be to replace all the existing meters with new radio read meters. This would provide for correct accounting of the water useage for each customer and will reduce employee time for the reading of the meters. The existing meter boxes wil | 1005000 | 2010-01-01 | 11 | Merced District | Water Meter replacement proejct
1710004 | 001 | LAKEPORT, CITY OF | O | 20 | C | 5200 | CT compliance difficult for wells under the influence of surface water. | Increase CT at well facilities by increasing storage. | 600000 | 1998-01-01 | 3 | Mendocino District
1710004 | 006 | LAKEPORT, CITY OF | O | 20 | C | 5200 | Potable water availability is compromised during winter months due to restrictions on well operation in Scotts Creek - when creek is flowing, pumping is prohibited. This leaves only two wells available for groundwater. Surface water treatment plant is n | Replace existing 6" main w/ 10" or parallel w/ 8" along Martin Street between Russell and Bevin's;Construct 2 new wells and pumping stations to replace existing wells in creeks;Install 10" main near Clear Lake High School to improve on fire flows. | 2388000 | 2010-01-01 | 3 | Mendocino District | Water Distribution System Capacity Improvements
1710004 | 007 | LAKEPORT, CITY OF | O | 20 | C | 5200 | Existing well heads are prone to damage from vandals and tresspassers, which threaten water quality and delivery. Well heads located in Scotts Creek are also at risk of damage by floating debris. | Install security fence around Scotts Creek well heads to protect from creek debris and vandals; Install security structures and equipment at Green Ranch, including: control station, fence, intruder alarms, security cameras, and flood lights. | 135000 | 2010-01-01 | 3 | Mendocino District | Security enhancement at well head locations
1710004 | 008 | LAKEPORT, CITY OF | O | 20 | C | 5200 | Outdated and decaying infrastructure. Water meters, city-wide, are antiquated and beginning to fail. Increasing staff time is needed to maintain existing meters and repair those that have broken. Staff resources are also being stretched beyond limits a | City-wide installation of new electronic water meters. | 1200000 | 2010-01-01 | 3 | Mendocino District | Electronic Water Meter Installation
1310005 | 001 | HOLTVILLE, CITY OF | O | 20 | C | 6299 | Watermain breaks have resulted in numerous water outages. See attachment description (attachment 1) | Replace existing deteriorated and restricted cast iron water pipelines. See attached description and water system improvement map (attachments 2 and 3). | 4134542 | 1998-01-01 | 14 | San Diego District | cast iron replacement
1510020 | 006 | TEHACHAPI, CITY OF | O | 20 | C | 7218 | The City water system is feed by 7 potable water wells. One of those wells (Synder Well) consistently produces water with nitrate levels above the MCL (Maximum Contaminant Level) of 45 ppm (parts per millions) with a reading of 51ppm.. A second well (De | The project consists of constructing a nitrate treatment plant capable of treating probably around 1000 to 1500 gpm. The City has already prepared a suitable location for the plant at the same site where the City samples for the blending program. The pl | 3066000 | 2008-01-01 | 19 | Tehachapi District | Nitrate Treatment
1510020 | 007 | TEHACHAPI, CITY OF | O | 20 | C | 7218 | The first problem that is intended to be solved is a reduction in demand for potable water that is used for irrigation at the school campus as well as the park facility. The City of Tehachapi lies within the water adjudication of the Tehachapi Basin. Our | The project would cover two areas; irrigation conversion and Nitrate reduction.Irrigation Conversion; the project would extend the existing ag water line, which is owned by Tehachapi Cummings County Water District(TCCWD), approx. 6000 feet west, which wou | 600000 | 2010-01-01 | 19 | Tehachapi District | Nitrate Reduction and Irrigation Conversion
1910160 | 001 | TRACT 349 MUTUAL WATER CO. | O | 20 | C | 7500 | The demand for water in the highly densified area we serve is outpacing our ability to maintain reasonable system pressure. | Enlarge our pump stations' pumping capacity and add new IMG reservoir. Project involves: Design to solve problem, and Construction | 950000 | 1998-01-01 | 7 | Hollywood District | Pump station upgrade and New reservoir
1910160 | 005 | TRACT 349 MUTUAL WATER CO. | O | 20 | C | 7500 | Tract 349 Mutual Water Company have security problem with entry of unauthorized person during after working hours and vandalism. Currently the 6 ft. high chainlink fence is not enough to control or prevent it. One of our facility is next to mobile homes w | Construct 8 ft. high block wall perimeter fence topped with razor tipped barbed wire at 4630 Santa Ana St. facility and 3724 Florence Ave. facility. | 200000 | 2010-01-01 | 7 | Hollywood District | Security Perimeter Fence
4210020 | 007 | SANTA YNEZ RIVER WATER CONS. DIST. ID#1 | O | 20 | C | 8298 | Currently, the Santa Ynez Water Conservation District, Improvement District No. 1 (ID#1) has a number of issues to overcome related to the reliability and delivery of water to its population, as well as the economic viability of bringing its system up to | This planning study would address the economic viability of consolidating 5 small water systems within the existing Santa Ynez Water Conservation District, Improvement District No. 1 (ID#1), as well as the long term, critical need of reliability regarding | 300000 | 2008-02-01 | 6 | Santa Barbara District | Planning to Address System Reliability and Consolidation
5510001 | 005 | TUD - SONORA/JAMESTOWN WATER SYSTEM | O | 20 | C | 10294 | LACK OF PLANT MONITORING EQUIPMENT FOR CRYPTO OPTIMIZATION. | INSTALL PARTICLE COUNTERS. | 18000 | 1999-01-01 | 11 | Merced District
5210004 | 007 | CITY OF RED BLUFF | O | 20 | C | 14005 | Low on source capacity in zone near 3MG reservoir. | Drill and construct a new well near the 3MG reservoir. | 200000 | 1998-01-01 | 21 | Valley District | Additional source capacity near 3mg reservoir (1997)
1210016 | 006 | MCKINLEYVILLE C.S.D. | O | 20 | C | 15132 | MCSD purchase its water from a regional supplier chlorinated but must own and maintain backup emergency chlorination equipment.MCSD is not able to provide emergency backup chlorination as required by Califoria Department of Public Health Drinking Water Di | MCSD will install a Sodium Hypochlorite injection system, consisting of a storage/mixing tank, pump, dosage control, residual analyzer and interface to a digital contrl system. A positive displacement feed pump will draw sodium hypochlorite from a storage | 30000 | 2010-01-01 | 1 | Klamath District | Back Up Chlorination for North Bank Booster Station
1510019 | 002 | SHAFTER, CITY OF | O | 20 | C | 15609 | WATER QUALITY PROBLEMS | CONSTRUCT NEW WELL TO REPLACE WELL #10. OTHER - DESIGN AND CONSTRUCTION | 250000 | 1998-01-01 | 12 | Visalia District
1910169 | 003 | WALNUT PARK MUTUAL WATER CO. | O | 20 | C | 16180 | Funds needed to complete new water well. Since 1914 this company has drilled 11 previous water wells, only two smaller ones are still oprerable. This new well has already been drilled at a cost of $1,000,000 our need is to complete this well to ensure f | As previously stated, our new well has been drilled to 12 hundred feet and is caplable to provided needed water. Our deed is to install a new pump, motor shed for use by this well and conection to our electrical computer system and our water tanks. | 750000 | 2010-01-01 | 7 | Hollywood District | New Water Well Completion
1610002 | 005 | AVENAL, CITY OF | O | 20 | C | 16737 | NO INTERIOR OR EXTERIOR COATING REPAIRS ON THE 5 STORAGE TANKS WITHIN THE SYSTEM. THE INTERIOR AND EXTERIOR TANK COATINGS HAVE COME TO THE END OF THEIR DESIGN LIFE. | INTERIOR AND EXTERIOR SURFACES OF THE WATER STORAGE TANDS WOULD BE SANDBLASTED AND CLEANED WITH EXISTING CATHODIC PROTECTION SYSTEMS WOULD BE INSPECTED AND REPLACED AS NEEDED. OTHER - DESIGN AND CONSTRUCTION | 570000 | 1998-01-01 | 12 | Visalia District | Tank rehabilitation (1997)
3610001 | 001 | CITY OF ADELANTO | O | 20 | C | 19500 | Making transition from wells in overdrafted basin to receiving state project water via the aqueduct | Construct SWTP to treat water from the aqueduct | 24000000 | 2002-01-01 | 13 | San Bernardino District | Build a SWTP for Aqueduct water
3610001 | 002 | CITY OF ADELANTO | O | 20 | C | 19500 | Replace existing 11 year old SCADA computerized system utilized for performance monitoring and operating the City's 15 potable water wells, 3 booster stations and 6 water storage reservoirs. Current system is failing, resulting in false alarms, incorrect | SCADA system will incorporate such functions as; water level indicators, on-off, chlorine disinfection residual, motor/pump failure alarms, alarm handling, manual and automatic operation of the wells and booster stations. Automatic Seismic indicators, ala | 800000 | 2010-01-01 | 13 | San Bernardino District | Potable Water Supervisory Control and Data Acquisition (SCADA) Replacement
3610073 | 001 | HI DESERT WD | O | 20 | C | 19696 | Old, substandard mainline | Accelerate 12 year replacement plan to 2 years | 10000000 | 1998-01-01 | 13 | San Bernardino District
1010024 | 002 | CWS - SELMA | O | 20 | C | 24307 | WELL 15-01 HAS DBCP AND RADIOACTIVITY CONTAMINATION OVER MCLS. ITS REACTIVATION WOULD INCREASE THE SYSTEM'S SOURCE CAPACITY AND AVOID THE NEED TO CONSTRUCT A NEW WELL. | DESIGN AND CONSTRUCT TREATMENT FACILITIES. | 750000 | 2001-01-01 | 23 | Fresno District
1910011 | 009 | GSWC - BELL, BELL GARDENS | O | 20 | C | 24311 | Golden State Water Company (GSWC) lost Bissell well 1 as a source of supply due to volatile organic chemcial (VOC) contamination. The company’s original intent was to install granular activated carbon (GAC) at the wellhead. However, an investigation sho | This project was slated to receive funding under CDPH’s Proposition 50 Project (project number P50-1910011-025). The letter of commitment was signed in July 2007. GSWC had just received the draft funding agreement from CDPH when notification was receive | 4149921 | 2010-01-01 | 15 | Metropolitan District | GSWC – Bell/Bell Gardens - Bissell Plant Modifications (2009)
1510006 | 006 | EAST NILES CSD | O | 20 | C | 25500 | A well casing collapsed resulting in loss of pump and well. | Drill a new well | 750000 | 2007-01-01 | 12 | Visalia District | New Well (2006)
2710001 | 001 | ALCO WATER SERVICE | O | 20 | C | 27901 | System needs six disinfection facilities for well sites. | Install disinfection facilities & equipment at six well sites. | 30000 | 1998-01-01 | 5 | Monterey District
0710004 | 005 | CITY OF BRENTWOOD | O | 20 | C | 45892 | Study and apply treatment to the well water that exceeds nitrate MCL standard. | Do a Nitrification Study master plan to determine the best way to to treat well water for nitrate problems. | 100000 | 1998-01-01 | 4 | San Francisco District | Nitrification Study master plan (1997)
0710004 | 007 | CITY OF BRENTWOOD | O | 20 | C | 45892 | Abandon the sub-standard private wells that may cause contmination to the aquifer where city uses for domestic water supply. | Sealing of shallow wells to eliminate the possibility of contamination. | 1150000 | 1999-01-01 | 4 | San Francisco District | Private well abandonment (1997)
0710004 | 012 | CITY OF BRENTWOOD | O | 20 | C | 45892 | Investigate and rehabilitate Wells 7 & 8 that occasionally have water quality problems. | TV the wells and check for any holes or cracks in the sleeve. | 150000 | 1998-01-01 | 4 | San Francisco District | Well rehabilitation (1997)
0710004 | 014 | CITY OF BRENTWOOD | O | 20 | C | 45892 | replace old and unreliable water meters with new ones. | Replace approximately 3500 outdated leaking inaccurate and unreliable meters. | 1400000 | 1999-01-01 | 4 | San Francisco District | Water meter replacement (1997)
0710004 | 015 | CITY OF BRENTWOOD | O | 20 | C | 45892 | Install a SCADA system for water system automation. | Obtain and install a SCADA system to insure automated notification of system problems/ | 500000 | 1999-01-01 | 4 | San Francisco District | Install SCADA (1997)
0710004 | 019 | CITY OF BRENTWOOD | O | 20 | C | 45892 | Provide emergency power to the wells. | Purchase and install 5 emergency generators at the above locations. | 600000 | 1998-01-01 | 4 | San Francisco District | Emergency power for wells (1997)
5110002 | 017 | CITY OF YUBA CITY | O | 20 | C | 51504 | Green Project - Reservoir Equipment Upgrades and repairs. 1) Upgrading four old inefficient pump motors to premium efficient pump motors would result in considerable energy savings that would result in the reduction in the City's Carbon Footprint:Motor #1 | Replace old inefficient, original equipment pump motors to premium, efficient, energy saving motors, mixers, and VFD as described above. The City will also repair and recoat the steel storage tanks at the Rowe Avenue Reservoir and the Sam Brannon Reservo | 498000 | 2010-01-01 | 21 | Valley District | Reservoir Repairs & Equipment Upgrades (Rowe Ave and Sam Brannon) (2009)
5110002 | 018 | CITY OF YUBA CITY | O | 20 | C | 51504 | This area has experienced low water pressure, increased turbidity, and pipe line corrosion. The 8-inch diameter water mains will replace aging 4-inch cast iron back-lot water mains that are in poor condition and do not provide adequate fire flow. The la | Construct approximately 1,250 linear feet of water mains and an 8-inch diameter distribution main, 20 water services, and related appurtenances in Brown Avenue from Bridge Street to Kimball Avenue and in Fippins Avenue from Bridge Street to Jones Street | 375000 | 2010-01-01 | 21 | Valley District | Brown and Fippins Waterline Replacement Project
5110002 | 020 | CITY OF YUBA CITY | O | 20 | C | 51504 | Water quality is compromised in this area due to deteriated condition of the 80+ year old pipes. Providing a more dependable water service should encourage commercial development in the area and provide new jobs. C Street and Second Street are located i | Remove 700 linear feet of current, unrelaible 4-inch cast iron water main and replace with 10-inch diameter ductile iron distribution main and related appurtenances on C Street between McRae Way and Second Street in order to bring water system up to curr | 189000 | 2010-01-01 | 21 | Valley District | C - Street 10-inch Waterline Replacement
5110002 | 021 | CITY OF YUBA CITY | O | 20 | C | 51504 | This area of Forbes Avenue provides a vital loop for the downtown business area fire flow. However, this area experiences low pressure during peak day and peak hour events, especially during the summer months. Bringing this 8-inch diameter main line up | Replace 2,000 linear feet of 8-inch diameter pipe with a 14-inch diameter distribution main to relieve velocity issues, and provide residences and businesses on Forbes Avenue between Cooper Avenue and Plumas Street with a dependable water source. | 480000 | 2010-01-01 | 21 | Valley District | Forbes Avenue 14-inch Waterline Replacement
5110002 | 022 | CITY OF YUBA CITY | O | 20 | C | 51504 | This replacement project would qualify as a water conservation project due to the multiple leaks. The 4-inch distribution main on A Street between Clark Avenue and Cooper Avenue is in urgent need of replacement. The existing pipe is over 80 years old an | Replace 500 linear feet of badly deteriorated 4-in diameter main distribution pipe on A Street, between Clark Avenue and Cooper Avenue with an 8-inch ductile iron distribution line in order to provide dependable service to our customers. | 115000 | 2010-01-01 | 21 | Valley District | A - Street Waterline Replacement
5110002 | 027 | CITY OF YUBA CITY | O | 20 | C | 51504 | This pipe replacement would qualify as a water conservation project due to the repeated leaks. The aging 4-inch cast iron water main on the section of Woodbridge Avenue, between Monterey Avenue and Franklin Avenue is in very poor condition. Several leak | Construct 275 linear feet of 8-inch diameter ductile iron distribution main and related appurtenances on Woodbridge Avenue between Montery Avenue and Franklin Avenue and remove failing existing 4-inch pipe in order to provide our customers with a dependab | 63250 | 2010-01-01 | 21 | Valley District | Woodbridge Avenue Waterline Replacement
5110002 | 031 | CITY OF YUBA CITY | O | 20 | C | 51504 | Community growth and the addition of new storage tanks has resulted in reduced capacity to fill Reservoirs. The system is experiencing water hammer and eratic flow and pressure swings resulting in false fire alarms. Water hammer has resulted in increased | Upgrading a highlift pump to 9 MGD will increase the current pump capacity by 3 MGD, and together with installing a Hydro Pneumatic tank at the WTP will prevent the erratic flow and pressure problems and relieve water hammer. | 425000 | 2010-01-01 | 21 | Valley District | Upgrade One Highlift Pump and Install Hydro Pneumatic Tank
5110002 | 032 | CITY OF YUBA CITY | O | 20 | C | 51504 | Green Project - Solar panels at the water treatment facility would improve electrical reliability and reduce demand during peak energy periods, reducing demand on the PG&E grid. This project would reduce the City's dependance on traditional sources of el | Install solar panels for the purpose of providing clean electricty for the operation of the Water Treatment Facility. | 600000 | 2010-01-01 | 21 | Valley District | Water Treatment Plant Solar Panels
0410002 | 001 | CAL-WATER SERVICE CO.-CHICO | O | 20 | C | 100086 | CWSC intends to reduce the district water consumption to match long term supply. | The city wide water conservation project has two elements.a. Indoor: CWSC will replace / retrofit 40,323 bathrooms and the projected water savings is 1,237 acre feet per year.b. Outdoor: CWSC will replace 6,721 ET controllers and the projected water savin | 19213050 | 2010-01-01 | 21 | Valley District | City water conservation program.
1910036 | 008 | CALIFORNIA WATER SERVICE CO. - ELA F | O | 20 | C | 151300 | Basic issue / problem: The district needs to reduce their customer’s water consumption to match the local water supply and MWD is requesting that we reduce our consumption by 20 percent. Solution: Create water via system wide water conservation programs. | The program has two "full service" elements that encompass a "City Wide Water” Conservation Program. Element A: A team of trained plumbers will retrofit 19,979 residential homes / 39,959 bathrooms with one 1.5 gpm shower head, one .90 gpf dual flush toi | 19379873 | 2010-01-01 | 22 | Angeles District | East L.A. City Wide Water Conservation Program.
3610039 | 035 | SAN BERNARDINO CITY | O | 20 | C | 173359 | Construct Devils Canyon Well #8Setting:The City of San Bernardino Municipal Water Department’s (SBMWD) service area is located at the crossroads of the Interstate 215 and Interstate 10 freeways. The City of San Bernardino is the county seat of San Bernar | The project consists of the development of a new groundwater production well in the Devil Canyon portion of the SBMWD service area. The well is anticipated to produce water at a rate in the range of 1,500 gpm to 2,000 gpm, and it will be approximately 70 | 1500000 | 2010-01-01 | 13 | San Bernardino District | Construct Devil Canyon Well No. 8
2500514 | 001 | MJUSD-SOUTH FORK ELEMENTARY SCHOOL | O | 20 | P | 35 | The wellhead is presently below grade, producing the potential for contamination. Hard water results in calcium deposits on fixtures. | Redesign and build wellhead to raise it above grade to reduce potential for contamination. Add water treatment to system to remove hard water and eliminate calcium deposits. | 21895 | 1998-01-01 | 1 | Klamath District
1503256 | 001 | KIDS KOUNTRY PRESCHOOL | O | 20 | P | 60 | WELL - NO BACK UP SOURCE - LOW SOURCE - LOW PRESSURE | CONSOLIDATE WITH CALIFORNIA WAER SERVICE | 10000 | 1998-01-01 | 19 | Tehachapi District
1300556 | 001 | MULBERRY UNION SCHOOL | O | 20 | P | 85 | Our well water cannot b used for anything involving student contact; we purchase expensive water for washing and drinking. | We propose to analyze the water, and design a system to filter and purify it to meet standards. | 100000 | 1998-01-01 | 14 | San Diego District
1502753 | 001 | TEHACHAPI CHURCH OF THE NAZARENE | O | 20 | P | 119 | Coliform contamination of well. Unconfirmed E. coli. | Interconnect to another public water system or provide adequate disinfection contact time. | 100000 | 2000-01-01 | 19 | Tehachapi District
2100538 | 002 | TOMALES HIGH SCHOOL | O | 20 | P | 227 | Research the feasibility of consolidating three of the school districts public water systems; Tomales High School (2100538), Tomales Elementary School (2100560) and Shoreline School Dist. Bus Garage (2100577). Consolidate and develop new sources, and in | Research, design, install a new distribution system. Project will include engineering, design, installation or treatment and control systems, installation of new distribution system and monitoring. Project to include approximately 5,000 feet of 8 inch wa | 750000 | 2008-03-01 | 18 | Sonoma District | Shoreline Unified School District- Tomales High School
4900694 | 001 | WRIGHT ELEMENTARY SCHOOL | O | 20 | P | 441 | Small school wants to connect to City | Connect | 400000 | 2005-01-01 | 18 | Sonoma District | Consolidation
1300549 | 001 | IMPERIAL VALLEY COLLEGE | O | 20 | P | 5000 | This project will consolidate the Imperial Valley College water system into the City of Imperial's water distribution system. Imperial Valley College's water treatment facility will soon need significant upgrades in order to adequately supply water to th | This project will include the construction of approximately 19,000 linear feet of 18-inch water pipeline along Aten Road in the City of Imperial. The project, once completed, will permanently intertie the Imperial Valley College with the City of Imperial | 3000000 | 2010-01-01 | 14 | San Diego District | Imperial Valley College Water Pipeline
0202519 | 001 | TURTLE ROCK COUNTY PARK | O | 20 | N | 25 | Replace old leaking tank. | Design and install a new 15,000 gallon steel tank meeting current AWWA standards. | 24000 | 1998-01-01 | 9 | Sacramento District | Additional Storage (1997)
2700558 | 001 | PENTECOSTAL CHURCH WS | O | 20 | N | 25 | This is a small water system that has had numerous violations over the years due to high nitrates and coliform issues. There are businesses as well as residential hookups on the system. Even with Nitrate and Chlorination treatment systems we continue to | The properties on this system are located on U.S. Highway 101. Salinas city water is located on neighboring property to the south. Completion of this project will move city water hookups north along Highway 101, allowing further hookups in the future. | 955000 | 2010-01-01 | 5 | Monterey District | Pentecostal Water System Consolidation
3301946 | 001 | Country Corners | O | 20 | N | 25 | Well in a business unit with a 5000 gallon storage tank. | Update system. | 10000 | 1999-01-01 | 20 | Riverside District
4100536 | 001 | SAN MATEO COUNTY MEMORIAL PARK | O | 20 | N | 25 | Wishes to take over a system that has unfiltered surface water with coliform bacteria present. | Construct new water main. Feasibility study to consolidate water systems. | 100000 | 1998-01-01 | 17 | Santa Clara District
3400359 | 001 | HAMILTON STREET PARK | O | 20 | N | 100 | Turbine pump is worn and needs to be replaced; installed in 1977; rated 49 percent efficiency | replace with submersible pump | 15000 | 2005-01-01 | 9 | Sacramento District
4700517 | 001 | SAWYERS BAR COUNTY WATER DISTRICT | O | 20 | N | 100 | Water intake at Jessup's Gulch is old and deteriorated. | Rebuild intake. | 10000 | 1999-01-01 | 1 | Klamath District | Rebuild Jessups gulch intake
3600409 | 001 | Barstow Calico KOA | O | 20 | N | 215 | Well sanding | Construct new well | 10000 | 1998-01-01 | 13 | San Bernardino District
1500344 | 001 | SOUTH KERN MUTUAL WATER COMPANY | O | 15 | C | 35 | Future replacement of all or part of system as the result of a natural or man made disaster or unseen problem. | Call S.A. Camp Pump Co. and have them fix it. OTHER - Design and Construction | 250000 | 2002-01-01 | 19 | Tehachapi District
5301104 | 001 | COVINGTON MILL MWC-DIVISION B | O | 15 | C | 40 | Need larger facilities to accommodate full time residents and expansion. | Drill an additional well and have additional storage facility. | 150000 | 2002-01-01 | 1 | Klamath District
2300506 | 002 | MEADOW ESTATES MUTUAL | O | 15 | C | 85 | The Water Company has no perimeter fencing. To date there have been only minor acts of vandalism to the system facilities. However, a fence is necessary to protect planned upgrades to the system and ensure our ability to provide safe drinking water to t | We propose to erect a 6 ft/9 gauge chain link fence with razor wire top on the perimeter of the property. Posts would be set in concrete with appropriate gates and locks installed. | 30000 | 2010-01-01 | 3 | Mendocino District | Security Fencing
1000004 | 001 | BELMONT WATER CORPORATION | O | 15 | C | 86 | DBCP levels exceed the MCL. Backup well occasionally has high levels of coliform. | Deepen the existing well or drill a new well. | 30000 | 1998-01-01 | 23 | Fresno District
0300019 | 001 | Fiddletown Community Service | O | 15 | C | 100 | TANK IS OLD AND IN NEED OF REPLACEMENT OR REPAIR | REPAIR OR REPLACE TANK | 40000 | 1998-01-01 | 10 | Stockton District
3210002 | 002 | PLUMAS COUNTY FLOOD CONTROL | O | 15 | C | 100 | Perimeter fencing is critically needed because of the need to address Homeland Security Act Protection of vulnerable community potable water supplies. The only access roadway and site work area surfacing is compacted aggregate base. A hard surface prov | Perimeter security fencing and gates $35,000Site hard surface asphalt paving $54,000Backwash wastewater on-site sprinkler disposal system $13,000Replacement 250,000 gallon finished waster storage reservoir | 680000 | 2010-01-01 | 2 | Lassen District | Lake Davis Water Treatment Plant Project, Phase II
3700422 | 001 | STUART WATER COMPANY | O | 15 | C | 100 | Repair underground storage tank. Repair/replace asbestos pipes and pump house. | Hire licensed contractor after bidding process. | 50000 | 1998-01-01 | 14 | San Diego District
4700803 | 001 | SHADOW MOUNTAIN MHP | O | 15 | C | 100 | Well pumps are old and deteriorated and near the end of their useful life. | Replace old well pumps with new pumps. | 20000 | 1998-01-01 | 1 | Klamath District | Replace well pumps
4900603 | 001 | RIEBLI MUTUAL WATER COMPANY | O | 15 | C | 100 | Current method of purification is by chlorination which leaves an undesirable taste. | Replace chlorinators with UV. | 60000 | 1999-01-01 | 18 | Sonoma District
5400805 | 001 | SOULTS MUTUAL WATER CO | O | 15 | C | 100 | WELL CONTAMINATED WITH COLIFORM., LEAKING DISTRIBUTION SYSTEM, LOW WATER PRESSURE. | REPLACE DISTRIBUTION SYSTEM. OTHER - DESIGN AND CONSTRUCTION | 150000 | 1998-01-01 | 12 | Visalia District | New source and distribution (1997)
0500019 | 001 | MINERAL MOUNTAIN MUTUAL WATER | O | 15 | C | 125 | SYSTEM FEELS IT NEEDS A NEW WELL | DRILL NEW WELL, INSTALL PUMP AND CONNECT TO SYSTEM | 12500 | 1998-01-01 | 10 | Stockton District | New well (1997)
0500019 | 003 | MINERAL MOUNTAIN MUTUAL WATER | O | 15 | C | 125 | NO SHED OVER PUMP AND NO FENCING OF WELLSITE | CONSTRUCT SHED OVER WELL AND PUMP AND FENCE WELL SITE. | 10000 | 1998-01-01 | 10 | Stockton District | Well housing (1997)
0500019 | 004 | MINERAL MOUNTAIN MUTUAL WATER | O | 15 | C | 125 | CAN'T REGULATE WATER IN STORAGE. | INSTALL TELEMETRY TO LINK TANK WITH PUMP CONTROLS | 3500 | 1998-01-01 | 10 | Stockton District | SCADA (1997)
4700542 | 001 | ABRAMS LAKE MOBILE ESTATES | O | 15 | C | 135 | Various water system components are old and near the end of their useful life. | System replacement | 50000 | 1998-01-01 | 1 | Klamath District | Upgrade distribution system
5400881 | 001 | SUNRISE MUTUAL WATER CO. | O | 15 | C | 140 | LACK OF SUFICIENT WAER PRESSURE TO ALL OUTLETS ON A CONSTANTS BASIS. | INSTALLATION OF A LARGER CAPACITY STORAGE UNIT AND LABOR SIZE MORE MODERN MAIN LINES AND IMPROVED SERVICE LINES | 185000 | 2000-01-01 | 12 | Visalia District
5500042 | 001 | BELLEVIEW OAKS MUTUAL WATER CO | O | 15 | C | 140 | NO DIRECT PIPELINE EXISTS FROM THE WELLS TO THE STORAGE TANKS. NO CHLORINE CONTACT WILL BE PROVIDED IF DISINFECTION IS EVER REQUIRED. | INSTALL 5,800 FEET OF 6 INCH DIAMETER LINE FROM THE WELLS TO THE STORAGE TANKS. | 290000 | 1998-01-01 | 11 | Merced District | Transmission improvements (1997)
1000005 | 002 | BIG CREEK COMMUNITY SERV DIST | O | 15 | C | 150 | Water mains are old and antiquated. System has experienced major leaks. | Replace approximately 5000 feet of distribution main pipeline. | 40000 | 2006-01-01 | 23 | Fresno District | Water Main Replacement
2701068 | 001 | IVERSON & JACKS APTS WS | O | 15 | C | 150 | Water system has no storage. Needs 65,000 gallons storage. | Install storage tanks. | 80000 | 2000-01-01 | 5 | Monterey District | Additional storage needed (2000)
0600005 | 003 | COLUSA CO. SERVICE AREA #2-STONYFORD | O | 15 | C | 200 | Inadequate main line size has resulted in substandard water pressure to customers. | The proposed poject is intended to eliminate a restriction in the existing water syseem. This will be achieved by replacing 2000 feet of existing 4" water line with 2000' feet of 8" line. | 141000 | 2010-01-01 | 21 | Valley District | Csa 2 Stonyford Water Line Upgrade
2900530 | 001 | ROUGH & READY MHP WATER SYSTEM | O | 15 | C | 200 | Needs storage, needs new distribution system and well. | Construct new distribution system and well. | 75000 | 1999-01-01 | 21 | Valley District
4600018 | 006 | SIERRAVILLE P.U.D. | O | 15 | C | 200 | The District needs a new drinking water storage tank to offset demand during peak water usage periods, to handle normal use during drought years, and to keep pace with population growth. The District has had three new hookups within the past year, and ant | Removal of abandoned bolted steel water tank. Construction of new pad and a 200,000 gallon welded steel water tank, including piping. Drilling of a groundwater well and associated piping to integrate into the distribution system. Possible land acquisition | 800000 | 2010-01-01 | 2 | Lassen District | Sierraville Public Utility District drinking water tank installation
1100404 | 001 | BLACK BUTTE WATER CO. | O | 15 | C | 249 | One single well. There is a need for fire protection by increasing water volume availabity. | Drill an additional well and install related support equipment. | 55000 | 2002-01-01 | 21 | Valley District | Additional well (2001)
0910007 | 002 | LUKINS BROTHERS WATER COMPANY | O | 15 | C | 250 | Old pipes for water main. | Install new lines. | 4500000 | 2002-01-01 | 9 | Sacramento District | Distribution system rehabilitation (1997)
0910007 | 004 | LUKINS BROTHERS WATER COMPANY | O | 15 | C | 250 | No backup storage. | Install tank with supply pump and generator at Well 4. | 400000 | 1998-01-01 | 9 | Sacramento District | Storage tank and generator (1997)
0310015 | 001 | RABB PARK COMMUNITY SER. DIST. | O | 15 | C | 268 | LOW PRESSURE, INADEQUATE FIRE FLOW, NO METERS. | INSTALL NEW PIPELINES, HYDRANTS AND FLOW METERS. OTHER = DESIGN AND CONSTRUCTION | 100000 | 1998-01-01 | 10 | Stockton District | New distribution lines
1400005 | 002 | Owens Valley Water Company | O | 15 | C | 300 | Dilapidated wooden fence surrounding water system facilities leaving them vulnerable to vandalism | Construct new chain link fence to protect water system facilities from vandalism | 10000 | 2001-01-01 | 13 | San Bernardino District | Security improvements
1400005 | 003 | Owens Valley Water Company | O | 15 | C | 300 | Sand in drinking water | Install sand separator | 10000 | 2001-01-01 | 13 | San Bernardino District | Sand separator
2000293 | 001 | MD#46 AHWAHNEE RESORTS | O | 15 | C | 300 | THE SYSTEM MUST BE CHLORINATED TO MEET THE TCR. ITS RELIABILITY COULD BE IMPROVED BY THE INSTALLATION OF TWO NEW WELLS AND A TELEMETRY SYSTEM. | INSTALL TWO NEW WELLS AND A TELEMETRY SYSTEM. | 130000 | 1998-01-01 | 11 | Merced District
3301630 | 002 | BLYTHE - HIDDEN BEACHES | O | 15 | C | 300 | This is a 350,000-gallon bolted steel reservoir that has been in service for over ten years. Recent issues are corrosion of interior panels and seems which will leading to water quality issues, water loss, and potential failure of the tank leaving the co | This is a 350,000-gallon bolted steel reservoir that has been in service for over ten years. Recent issues are corrosion of interior panels and seams which will lead to water quality issues, water loss, and potential failure of the tank leaving the commu | 151800 | 2010-01-01 | 20 | Riverside District | Hidden Beaches Reservoir Rehabilitation & Lining Project
2300591 | 002 | PINE MOUNTAIN MUTUAL WATER CO. | O | 15 | C | 310 | Some sources not currently being used are subject to seasonal surface infiltration (wells 1,2,4 and spring). These are unapproved sources. | Install approved filter and monitoring systems for these water sources. | 28000 | 1998-01-01 | 3 | Mendocino District | Install approved filter technology (19970
2300591 | 003 | PINE MOUNTAIN MUTUAL WATER CO. | O | 15 | C | 310 | System needs engineering studies for future construction and maintenance and compliance with DOHS requirements. | Hire engineer to conduct studies and surveys. | 14000 | 1998-01-01 | 3 | Mendocino District | Engineering study for future compliance
3900831 | 002 | ARBOR MOBILE HOME PARK WS | O | 15 | C | 340 | SYSTEM LACKS FIRE FLOW DESIRED BY FIRE DEPARTMENT | BUILD 80,000 GALLON STORAGE TANK. OTHER = DESIGN AND CONSTRUCTION | 100000 | 1998-01-01 | 10 | Stockton District
4000568 | 001 | SAN SIMEON CSD | O | 15 | C | 499 | Sea water intrusion from over pumping of ground water. | Additional wells and Desal Plant | 1000000 | 1998-01-01 | 6 | Santa Barbara District
4000568 | 003 | SAN SIMEON CSD | O | 15 | C | 499 | Existing 8" line too small. Insufficient pressure and flow to customers | Construct 2400' upgraded parallel line. | 280000 | 2003-01-01 | 6 | Santa Barbara District | New main installation
4000568 | 004 | SAN SIMEON CSD | O | 15 | C | 499 | Additional storage is required to meet fire flow requirements | construct additional storage tank for the fire flow requirements | 600000 | 2007-01-01 | 6 | Santa Barbara District | New Storage Tanks
4210009 | 003 | CUYAMA COMMUNITY SERVICES DISTRICT | O | 15 | C | 820 | Water lines are old, corroded and deteriorating. Leaks are frequent. | New water lines need to be put in to replace the old lines. | 2000000 | 2002-01-01 | 6 | Santa Barbara District | Distribution System rehabilitation (2001)
1510051 | 007 | LEBEC COUNTY WATER DISTRICT | O | 15 | C | 830 | Water capacity in the commercial areas of the District is limited by a single 6-inch diameter pipe. Current Kern County Development Standards require that pipe sizes be 8-inch diameter or greater for stubs longer than 800 feet. | The existing 6-inch main can be parralleled by 3,500 lineal feet of 8-inch pipe. The project includes analysis of the existing pipe network and construction of new mains as required to deliver adequate fire supply | 400000 | 2010-01-01 | 19 | Tehachapi District | Upgrade Water Mains in Commercial Areas
2310010 | 002 | HOPLAND PUBLIC UTILITY DISTRICT | O | 15 | C | 1020 | Approx 60% of main lines are steel lines which have been in the ground since 1950. | Replace old distribution lines. | 1000000 | 1998-01-01 | 3 | Mendocino District | Distribution systemreplacement (1997)
2310010 | 003 | HOPLAND PUBLIC UTILITY DISTRICT | O | 15 | C | 1020 | Need additional storage to connect to and serve the Pomo Indian Reservation which approx. 4 miles east of Hopland. | Add additional storage tanks and force main to reservation. | 3000000 | 1999-01-01 | 3 | Mendocino District | Additional storage (1997)
4510004 | 002 | SHASTA CO. SERVICE AREA #6 | O | 15 | C | 1119 | The Jones Valley water treatment plant has had ongoing telemetry and control problems. Some of the electronic valves are now obsolete-parts are not available for repairs. The existing software will not interface properly with the plant resulting in tank | The proposed project will replace the obsolete electronic controls with a new PLC and updated software and parts to better automate plant operation. The controls upgrade will prevent excessive water waste by properly controling plant backwash cycles and | 80000 | 2009-01-01 | 2 | Lassen District | Plant Control Upgrade Jones Valley CSA 6 (2007)
1910050 | 001 | COMMERCE-CITY, WATER DEPT. | O | 15 | C | 1333 | The goal of the project are: replacement of 2 obsolete and non-operating stations in the Commerce Water System, construc/install/operate 2 new wells, increase storage capacity and reduce dependence on imported water. Reducing our reliance on imported wa | Here are the major aspects of this project:1. Acquire property for new well, booster station & reservoir $750K to $1.0mil (City match)2. Construct one new potable well & install 100gpm oump & discharge piping $1.5mil.3. Construct treatment facilities (if | 6000000 | 2010-01-01 | 22 | Angeles District | CITY OF COMMERCE - WATER SYSTEM IMPROVEMENT
5410033 | 001 | PRATT MUTUAL WATER CO | O | 15 | C | 1500 | WATER METERS | INSTALL WATER METERS. OTHER -DESIGN AND CONSTRUCTION | 180000 | 1998-01-01 | 12 | Visalia District
1710010 | 004 | LOWER LAKE COUNTY WATER DISTRICT | O | 15 | C | 2025 | 20 year old redwood tank at cache Creek plant. Relocated from another site and never sealed with use. Security risk. | Replace clearwell with 100K steel tank with bolted and locked lids. | 70000 | 1999-01-01 | 3 | Mendocino District | Clearwell replacement (1997)
1010039 | 004 | CARUTHERS COMM SERV DIST | O | 15 | C | 2103 | INADEQUATE SUPPLY DURING SUMMER MONTHS | INSTALL WATER STORAGE TANK. OTHER - DESIGN AND CONSTRUCTION | 450000 | 1998-01-01 | 23 | Fresno District | Water Storage (1997)
4510002 | 001 | MOUNTAIN GATE C.S.D. | O | 15 | C | 2500 | Need increased filter capacity; need pre-filtration Chlorination; and need system control. | Install filter vessel; Chlorinate at source pumps, and upgrade existing pump controls. | 1750000 | 1998-01-01 | 2 | Lassen District
4510002 | 004 | MOUNTAIN GATE C.S.D. | O | 15 | C | 2500 | 2007 master plan shows 4 0f the districts water storage tanks are past their usefull life and unrepairable.the loss of 1 tank will make it impssible to maintain required reserves or mintain adiquate contact time for disenfection | replace 3 warnout corroded and unrepairable water storage tanks with 1 larger one in their place .remove and scrap the old ones. | 1200000 | 2010-01-01 | 2 | Lassen District | clear well replacement
3710036 | 002 | BORREGO WD | O | 15 | C | 2535 | Security Project | The pump house rehabilitation and facilities surveillance project proposes to replace eleven dilapidated pump house buildings, oleander hedges and chain link fences with modern, tightly sealed metal structures surrounded by security fencing and desert nat | 886584 | 2008-01-01 | 14 | San Diego District | Pump house rehabilitation and facilities surveillance project
3710036 | 006 | BORREGO WD | O | 15 | C | 2535 | The community’s sole source aquifer has been in a constant state of depletion since 1945. The rate of declining groundwater levels in the basin has more recently increased to about 3 ft/yr. The continued depletion will eventually result in a significant | The project consists of constructing a well field, a booster station and a transmission system in an adjacent groundwater basin for the purpose of extracting and delivering a new water supply for the water district’s customers. Four production wells, eac | 7775000 | 2010-01-01 | 14 | San Diego District | Borrego Springs Water Supply Augmentation Project
2910002 | 006 | CITY OF NEVADA CITY | O | 15 | C | 3001 | The City distribution system is supplied by the water treatment plant, which supplies the three steel storage tanks, upon which the distribution system relies for pressure and stored finished water. The CDPH annual Inspection Report has recognized defici | The three welded steel storage tanks provide a total of 3.03 million gallons (full) of treated water, which well exceeds the minimum recommended quantity of 700,000 gallons for this system size. All tanks are on the same hydraulic gradient and float off | 362000 | 2010-01-01 | 21 | Valley District | Water Storage Tanks Upgrade
5510012 | 010 | TUD - UPPER BASIN WATER SYSTEM | O | 15 | C | 3446 | LACK OF PLANT MONITORING EQUIPMENT FOR CRYPTO OPTIMIZATION. | INSTALL PARTICLE COUNTERS. | 18000 | 1999-01-01 | 11 | Merced District
5310001 | 004 | WEAVERVILLE C.S.D. | O | 15 | C | 3554 | Open ditch that supplies water to West Weaver Treatment Plant is vulnerable to contamination. | Replace the open ditch with approximately 5,500 feet of 8-inch water main. | 220000 | 1999-01-01 | 1 | Klamath District | Open raw water ditch conversion; west weaver
5310001 | 006 | WEAVERVILLE C.S.D. | O | 15 | C | 3554 | Miscellaneous water mains in distribution system are old and deteriorated. | Replace water mains. | 446000 | 2000-01-01 | 1 | Klamath District | Main replacement
2310009 | 002 | BROOKTRAILS TOWNSHIP CSD | O | 15 | C | 3800 | Backwash water flows into Willits Creek | Build Backwas Pond's recycle backwash water to Lake Ada Rose or plumb backwash water into sewer. | 130000 | 2003-01-01 | 3 | Mendocino District | Backwash Water Recycle
3410045 | 001 | CALAM - ARDEN | O | 15 | C | 4069 | General system improvement. Lack of supply reliability with largest source out of production. | Connect Ethan Way to City of Sacramento. Involves design and construction. | 250000 | 1998-01-01 | 9 | Sacramento District
0910003 | 006 | PLACERVILLE, CITY OF - MAIN | O | 15 | C | 4926 | In many areas within the older portions of Placerville, customers are served from old 2-, 3-, and 4-inch iron distribution pipelines that are approximately 70 to 100 years old and were not constructed in accordance with current California Waterworks Stand | Construction of approximately 5,000 feet of 6- and 8-inch replacement pipeline constructed in accordance with current California Waterworks Standards. | 1000000 | 2010-01-01 | 9 | Sacramento District | City of Placerville Northside Waterline Replacement Project
0910003 | 007 | PLACERVILLE, CITY OF - MAIN | O | 15 | C | 4926 | The City currently uses a hydropneumatic pump station to serve existing customers located on the top of a ridge. The hydropneumatic pump station is old and in a deteriorated condition. | Construction of approximately 1,000 feet of new 6-inch pipeline (along with the associated valves, metering, and other appurtenances) necessary to serve the existing ridge-top customers from an intertie with the El Dorado Irrigation District (EID) potable | 300000 | 2010-01-01 | 9 | Sacramento District | Country Club Drive Hydropneumatic Pump Station Bypass Project
0610004 | 005 | CITY OF WILLIAMS | O | 15 | C | 5250 | Install new water well and appurtenances along with Iron and Manganese treatment in an effort to obtain a higher quality and quanity of water to meetState and Federal standards, and insure greater level of fire protection than current supplies afford. | Project will cover drilling of test well to insure volume and quality. New production well with pump, motor , variable speed drive unit, radio telemetry, and SCADA control. About a three hundred square foot building to encompass controls and chemical/ | 1400000 | 2010-01-01 | 21 | Valley District | Williams Water Well
0610004 | 006 | CITY OF WILLIAMS | O | 15 | C | 5250 | The City's growing water system requires additional treatment for removal of very high levels of Manganese and Iron which exceed State regulatory MCL's. More oversite and control are required to properly monitor filter processes, along with the ability | This project will apply SCADA system to three of our five water wells, single elevated storage tank and proposed ground storage tank with booster station, so that they may be monitored for such parameters as flow, pressure, chlorine ( to reduce TTHM and | 61000 | 2010-01-01 | 21 | Valley District | City of Williams SCADA system
0610004 | 007 | CITY OF WILLIAMS | O | 15 | C | 5250 | The City of Williams is required to reduce excessive levels of Manganese and Iron in order to comply with State and Federal regulations allowing our water system to obtain permits for several of our water wells. To do so, we need to add filtration trea | The City proposes building a single one million gallon ground storage tank with a booster pumps with enclosed building, plus associated piping, to be tied to our distribution system allowing for treatment, pressure equilization and fire protection. | 2530000 | 2010-01-01 | 21 | Valley District | Williams Ground Storage Tank
2310006 | 001 | MILLVIEW COUNTY WATER DISTRICT | O | 15 | C | 5500 | District's raw water source drys up in summer. Supplementary raw water intake from river is in poor location. | Drill new wells and raw water river crossing. | 200000 | 1998-01-01 | 3 | Mendocino District | New intake for city raw water supply (1997)
3110003 | 001 | FORESTHILL PUBLIC UTILITY DIST | O | 15 | C | 5500 | FHPUD serves approximately 2,200 customers with treated water of which 2,100 are residential and about 90 are commerical customers. The project is needed to address water supply reliability and to ensure compliance with Safe Drinking Water Act drinking | The Foresthill PUD is located in the rural community of Foresthill CA, along the Foresthill Divide. The community’s sole water supply is from the District’s water treatment plant (WTP). The treated water is stored in three tanks totaling 1.3 million gal | 6000000 | 2010-01-01 | 2 | Lassen District | Foresthill Public Utility District Water Supply Reliability Project
2410006 | 003 | DELHI CWD | O | 15 | C | 5548 | ONE OF THE DISTRICT'S FIVE WELLS HAD A HIGH NITRATE RESULT IN 1996. | INSTALL WELL HEAD TREATMENT TO REMOVE NITRATES. | 400000 | 1998-01-01 | 11 | Merced District
2310001 | 002 | FORT BRAGG, CITY OF | O | 15 | C | 6963 | Deteriorating main transmission line (raw water), inefficient pumping system. | Replace 4000 L.F. of raw water transmission line and upgrade pumps and pumping station. | 540000 | 1999-01-01 | 3 | Mendocino District
3610053 | 001 | WESTERN HEIGHTS WATER COMPANY | O | 15 | C | 7120 | Two inactive high nitrate wells, and one old inactive well in water system | Construct new well | 765335 | 2002-01-01 | 13 | San Bernardino District
1510041 | 001 | NORTH OF THE RIVER MWD | O | 15 | C | 7500 | Some water supply wells have unacceptably high nitrate and TDS. Well-head treatment is too expensive. | A new water line to transport this water to a point where it can be blended with better quality water. OTHER- Design and Construction. | 1600000 | 1998-01-01 | 12 | Visalia District
4010005 | 001 | OCEANO COMM SERVICES DIST. | O | 15 | C | 7600 | 2 wells exceed the selenium MCL but are blended to comply with the standards. | Drill a new well in another area of the District | 920000 | 2007-01-01 | 6 | Santa Barbara District | SELENIUM
3610044 | 003 | DWP - BIG BEAR LAKE/MOONRIDGE | O | 15 | C | 8839 | Menlo Drive mainline is inadequate to meet current fire-flow standards. This project will replace the existing four and six inch mainline with an eight inch mainline increasing fire-flow in this section of our service area. No public notification was re | The Menlo Drive mainline replacement involves replacing 3,400' of 4" and 6" existing mainline with 8" mainline to increase fire-flow in this portion of our service area. Big Bear Lake and vicinity is prone to wildfires and recent increases in fire-flow r | 347820 | 2010-01-01 | 13 | San Bernardino District | Menlo Drive Mainline Replacement
4010011 | 008 | MORRO BAY WATER DEPARTMENT | O | 15 | C | 10270 | The City of Morro Bay distributes water to about 5400 service connections and the total metered water collected from the service meters is less than the total water production from the City’s water sources. Total water loss exceeds 10%, much of this loss | The proposed water meter replacement project will replace aging water meters throughout the water system to reduce water losses. This project will help reduce wasted water as well as reduce costs of operating the distribution system by accurately meterin | 3000000 | 2010-01-01 | 6 | Santa Barbara District | Morro Bay City Water Meter Replacement Program
2910006 | 002 | NEVADA ID - LOMA RICA | O | 15 | C | 11814 | Treatment process and water quality adversely affected by difficlult and inaccurate pH adjustments due to inadequate lime feed equipment. | Replace existing equipment with new dual-feed lime silo and spill contaminant wall. Involves design and construction. | 190000 | 1998-01-01 | 21 | Valley District | Treatment controls
2910006 | 003 | NEVADA ID - LOMA RICA | O | 15 | C | 11814 | Inadequate distribution system reliability due to routine failure of substandard pipeline material. Two phases. | Replace faulty material with standard waterworks pipeline. Involves design and construction. | 895000 | 1998-01-01 | 21 | Valley District | Distribution upgrade study (1997)
2910006 | 004 | NEVADA ID - LOMA RICA | O | 15 | C | 11814 | Inadequate system reliability due to lack of looped transmission facilities. | Add second transmission main through Cedar Ridge. Involves design and construction. | 740000 | 2001-01-01 | 21 | Valley District | System reliability (1997)
2910006 | 005 | NEVADA ID - LOMA RICA | O | 15 | C | 11814 | Degradation of water quality due to substandard pipeline materials (ABS) and dilapidated steel pipeline. | Replace with standard water main materials. Involves design and construction. | 80000 | 1998-01-01 | 21 | Valley District | Replace substandard pipeline materials (1997)
2910006 | 006 | NEVADA ID - LOMA RICA | O | 15 | C | 11814 | Inadequate system storage for diurnal demands and emergency reserves. | Add 3.0 MG storage tank. Involves design and construction. | 1800000 | 1998-01-01 | 21 | Valley District | Additional storage tank (1997)
2910006 | 007 | NEVADA ID - LOMA RICA | O | 15 | C | 11814 | Inadequate system reliability due to lack of looped transmission facilities. | Add a second transmission main into the Alta Sierra System. Involves design and construction. | 1400000 | 2000-01-01 | 21 | Valley District | Distribution system improvements (1997)
2910006 | 009 | NEVADA ID - LOMA RICA | O | 15 | C | 11814 | Inadequate pumping capacity and reliability due to dilapidated mechanical and electrical equipment. | Rehabilitate pump station and add redundancy. Involves design and construction. | 120000 | 1998-01-01 | 21 | Valley District | Additional pumping capacity (1997)
2910004 | 003 | NEVADA ID - E. GEORGE, BANNER MOUNTAIN | O | 15 | C | 12939 | Degradation of water quality due to deteriorated water mains and service lines(unlined steel). | Replace distribution system and service line with standard waterworks materials. | 390000 | 2000-01-01 | 21 | Valley District | Replace distribution system and service laterals (1997)
2910004 | 004 | NEVADA ID - E. GEORGE, BANNER MOUNTAIN | O | 15 | C | 12939 | Inadequate system reliability due to lack of looped transmission facilities. | Add second transmission main into the Oaks area. | 210000 | 1998-01-01 | 21 | Valley District | Transmission line to Oaks area (1997)
2910004 | 013 | NEVADA ID - E. GEORGE, BANNER MOUNTAIN | O | 15 | C | 12939 | Nevada Irrigation District (NID) is currently expanding the E. George WTP to meet future community potable water demands associated with planned and approved development envisioned in the City of Grass Valley 2020 General Plan and the Nevada County Genera | The proposed facility improvements would be constructed within the existing WTP boundaries (i.e., within the perimeter fencing). The key facility improvements involving substantial new construction, materials use, and waste production and disposal, inclu | 16000000 | 2010-01-01 | 21 | Valley District | E. George Water Treatment Plant Expansion
2710009 | 002 | CWSC KING CITY | O | 15 | C | 14781 | CWSC intends to reduce the district total water consumption to match the long term water supply. | The city wide water conservation program has two elements. A. Indoor: CWSC intends to replace 3,150 bathroom fixtures (Toilets and Showerheads). This will save 97 acre feet of water per year. b. Outdoor: CWCS intends to replace 528 ET units. This will sav | 1527750 | 2010-01-01 | 5 | Monterey District | King City City Wide Water Conservation Program
3410704 | 001 | SCWA MATHER-SUNRISE | O | 15 | C | 15903 | A well was abandoned and one was shut down. Also, all mechanical and electrical systems need rehab work. Many fire hydrants and distribution system valves are in poor repair and service line main connections are badly corroded. | Install additional distribution main to provide adequate fire flow capacity to the northeast part of the service area. | 165000 | 1998-01-01 | 9 | Sacramento District
3410704 | 002 | SCWA MATHER-SUNRISE | O | 15 | C | 15903 | Poor service lines. | Replace service lines. | 250000 | 1998-01-01 | 9 | Sacramento District
3410704 | 005 | SCWA MATHER-SUNRISE | O | 15 | C | 15903 | Inadequate mechanical and electrical system. | Rehabilitate treatment facility. | 300000 | 1998-01-01 | 9 | Sacramento District
3410704 | 015 | SCWA MATHER-SUNRISE | O | 15 | C | 15903 | Poor water system mechanical and electrical facilities. | Rehabilitate water system mechanical and electrical facilities. | 85000 | 1998-01-01 | 9 | Sacramento District
1510021 | 005 | WASCO, CITY OF | O | 15 | C | 19448 | The City of Wasco operates the local water utility supplying water to 19,126 residents (CA DOF, 2009) via 5,504 service connections. The utility lacks an efficient means of controlling water usage. Every month, water service must be manually shut off or | The City is requesting $1,165,625 in Safe Drinking Water State Revolving Funds to purchase and install 4,700 RSVs. An RSV will be added to the new and existing water meters and will vary in size from ¾-inch to 1-inch depending on the size of the existing | 1165625 | 2010-01-01 | 12 | Visalia District | Remote Service Valves for Metered Service Connections
5010018 | 001 | RIVERBANK, CITY OF | O | 15 | C | 21215 | NEED ADDITIONAL WELLS AND STORAGE TO MEET PEAK DEMANDS. | DRILL NEW WELL(S) ON REMOTE SITE AND CONSTRUCT STORAGE TANK(S). | 1500000 | 1998-01-01 | 10 | Stockton District
1010024 | 003 | CWS - SELMA | O | 15 | C | 24307 | CWSC intends to reduce the district total water consumption to match long term water supply. | The city wide water conservation program has two elements.a. Indoor: CWSC intends to replace / retrofit 8,700 bathrooms and the estimated water savings is 267 acre feet per year. b. Outdoor: CWSC intends to replace 1,575 ET units and the estimated water s | 4400000 | 2010-01-01 | 23 | Fresno District | Selma City Water Water Conservation Project
3610008 | 007 | BIG BEAR CITY CSD | O | 15 | C | 25000 | The current emergency interconnection between the Big Bear Lake DWP and the Big Bear City CSD is not adeqaute to provide large quantities of water to be transferred. This project is needed in the event any natural or manmade disaster or emergency disrupts | This project includes installing several pumps, a standby generator, constructing a pumphouse, and installing the piping necessary to tie the interconnect to both agencies. | 500000 | 2010-01-01 | 13 | San Bernardino District | CSD DWP Division Drive Emergency Interconnect
3610055 | 006 | YUCAIPA VALLEY WD ID-A&2 | O | 15 | C | 40654 | Standby well has nitrate levels 1/2 MCL. Well is not used as a potable water source. | Drill replacement well | 225000 | 2002-01-01 | 13 | San Bernardino District | standby well nitrate - replace well
3610055 | 013 | YUCAIPA VALLEY WD ID-A&2 | O | 15 | C | 40654 | structural integrity of reservoir questionable | replace reservoir | 2452500 | 2001-01-01 | 13 | San Bernardino District | reservoir replacement ID 1
1610003 | 001 | HANFORD, CITY OF | O | 15 | C | 53320 | COLORED WATER IN WELL NO. 17 | CONSTRUCT FILTER SYSTEM AT WELL HEAD | 350000 | 1998-01-01 | 12 | Visalia District
1910105 | 002 | PARAMOUNT - CITY, WATER DEPT. | O | 15 | C | 58087 | The City of Paramount had initiated the constuction of a new water well to better meet the community's water supply needs. Currently, this economically disadvantaged community is only able to pump 76% of its groundwater rights. Well drilling has been co | We are seeking to build a wellhead treatment plant for the new well that will treat groundwater in order to meet state and federal standards for Iron, Aresnic, and Manganese. Based on the final well design memo generated for the development of the new we | 3000000 | 2010-01-01 | 7 | Hollywood District | Water Well 15 Aresnic and Manganese Treatment Plant Project
1910146 | 002 | SANTA MONICA-CITY, WATER DIVISION | O | 15 | C | 84184 | Pressure to the system not sufficient when nearby reservoirs are low in supply. | Design/construct new pumping facility. | 627000 | 2001-01-01 | 16 | Central District
1910146 | 006 | SANTA MONICA-CITY, WATER DIVISION | O | 15 | C | 84184 | Inadequate storage supply. | Aquire land and design/construct new 5 MG reservoir. | 4300000 | 2002-01-01 | 16 | Central District
4510005 | 002 | CITY OF REDDING | O | 15 | C | 85703 | Impacts to SCADA, and temporary of system controls resulting in a loss of security software upgrades. | Licensed radio frequency communications via South Fork Mountain, and related SCADA upgrades. | 3000000 | 2007-01-01 | 2 | Lassen District | Licensed Radio Communications
4510005 | 003 | CITY OF REDDING | O | 15 | C | 85703 | No additional or backup water source for Keswick Dam Area. | System inter-tie with Shast Community Services District. | 500000 | 2007-01-01 | 2 | Lassen District | Inter-tie with Shasta CSD
4510005 | 004 | CITY OF REDDING | O | 15 | C | 85703 | Two potentially three wells with arsenic above acceptable levels (EPA MCL). | Arsenic removal at each well location. | 7500000 | 2007-01-01 | 2 | Lassen District | Arsenic Removal at Wells
4510005 | 007 | CITY OF REDDING | O | 15 | C | 85703 | City has 40 to 80 year old cast iron pipe that has had numerous failures. | Replace the old pipe. | 2000000 | 2009-01-01 | 2 | Lassen District | Raw water transmission main
4510005 | 010 | CITY OF REDDING | O | 15 | C | 85703 | Security Project | Obtain a licensed radio frequency and upgrade the existing SCADA system. | 1200000 | 2008-01-01 | 2 | Lassen District | City of Redding - SCADA Upgrades
1910152 | 001 | SOUTH GATE-CITY, WATER DEPT. | O | 15 | C | 96375 | Wells are approximately 50 years old and require cleaning, rehabilitation, and replacement of pump motors. | Water supply production of these wells has decreased dramatically since installation, thus requiring rehabilitation. Work includes cleaning the well perforation and replacement pump motors to a high efficiency pump motor. Therefore increasing water suppl | 7500000 | 2010-01-01 | 22 | Angeles District | Well 13, 14, 18, 24, 25 Rehabilitation
1910152 | 004 | SOUTH GATE-CITY, WATER DEPT. | O | 15 | C | 96375 | These two wells are major water suppliers for the City and both have reached manganese levels above the maximum contaminant level. Without treatment these wells will need to be placed on inactive status. | These two wells are major water suppliers for the City and both have reached manganese levels above the maximum contaminant level. These levels need to be reduced to meet state and federal regulations. This project is essential to health and public safet | 5000000 | 2010-01-01 | 22 | Angeles District | Manganese Filtration Facility - Well 13 and 27
1910152 | 005 | SOUTH GATE-CITY, WATER DEPT. | O | 15 | C | 96375 | The City will construct a 2.8 MG capacity above ground welded steel reservoir, including four energy efficient booster pumps and building. | The City will construct a 2.8 MG capacity above ground steel welded reservoir with four booster pumps and building. This project is important to the local community as it will provide the source to provide additional water storage and chlorine contact tim | 6000000 | 2010-01-01 | 22 | Angeles District | Water Reservoir and Booster Station at Well 28
1510040 | 001 | KERN COUNTY WATER AGENCY | O | 15 | C | 100000 | DISTRICT WILL REDUCE GROUNDWATER PUMPING BY REPLACING WITH SURFACE TREATED WATER. THIS IS AN IN-LIEU PROJECT TO PROTECT OUR GROUNDWATER. | INCREASE CAPACITY OF EXISTING PIPELINE BY REDUCING PUMPING HEAD. | 750000 | 1998-01-01 | 12 | Visalia District
1910051 | 003 | INGLEWOOD- CITY, WATER DEPT. | O | 15 | C | 100000 | Incorporated in 1908 the City of Inglewood serves a constituency of 112, 600 persons, located on the Coastal Plain adjacent to the Baldwin Hills in Los Angeles County. The City is responsible for domestic water supple to 14,000 customers. The City complet | The City is currently working with the Corps to complete the design of the rehabilitation of its Water treatment facilities. These improvements will provide for the treatment of groundwater; discharged from the new wells into the City’s transmission and d | 2200000 | 2010-01-01 | 15 | Metropolitan District | Water Treatment Facilities
1910034 | 007 | DOWNEY - CITY, WATER DEPT. | O | 15 | C | 113379 | The City of Downey currently produces and serves an average of 15.1 million gallons of groundwater per day to a population of 111,607 people. Groundwater is the only source of drinking water currently utilized by the City. The groundwater is produced thro | The City of Downey overlies the Central Groundwater Basin (Central Basin). The Central Basin is located in the southeast (Gateway) region of Los Angeles County which covers over 227 square miles and includes 23 incorporated cities, and includes a populat | 11750000 | 2010-01-01 | 16 | Central District | Downey Groundwater Wells
5410016 | 003 | CWS - VISALIA | O | 15 | C | 133749 | CWSC intends to reduce water consumption to match long term water supply. | The program has two elements. a. Indoor: Replace and upgrade 62,301 bathrooms with water savings products (toilets & showerheads) and this will save 1,911 acre feet per year. b. Outdoor: Replace 10,384 ET controllers and this will save 319 acre feet per y | 29592975 | 2010-01-01 | 12 | Visalia District | Visalia City Wide Water Conservation Project
1910070 | 007 | LOS ANGELES CO WW DIST 4 & 34-LANCASTER | O | 15 | C | 144215 | Part of the existing water supply system un-even pressure flow | Construction a new water main approximately 8000 lineal feet of 36-inch diameter steel water main. | 2670000 | 2005-01-01 | 16 | Central District | New 36” water main – 8,000 LF (2004)
1910070 | 008 | LOS ANGELES CO WW DIST 4 & 34-LANCASTER | O | 15 | C | 144215 | Large pressure fluctuations due to aged and undersized pipelines | Construction of approximately 10,600 L.F.36-inch steel water main | 2260000 | 2005-01-01 | 16 | Central District | Replace underside pipe w 36 inch; 2 miles (2004)
1910070 | 009 | LOS ANGELES CO WW DIST 4 & 34-LANCASTER | O | 15 | C | 144215 | Two tank sites lack proper drainage courses and storm drains to convey water flow in the event of a tank rapture | Modify various tank sites with water diverting system to control the flow of water in the event of a tank rupture | 321000 | 2005-01-01 | 16 | Central District | Tank sites modification (2004) Tanks
3410001 | 002 | SACRAMENTO SUBURBAN WATER DISTRICT | O | 15 | C | 177000 | Inadequate pressure and periodic disruption due to aged, leaky and small diameter water mains. | Replace with larger diameter water mains. Involves design and construction. | 30900000 | 1998-01-01 | 9 | Sacramento District | Main replacement
1510003 | 001 | CWS - BAKERSFIELD | O | 15 | C | 208867 | The district is growing at approximately 700 services per year, w/ the majority of this growth occurring in a region hwere the groundwater contains high levels of Hydrogen Sulfide | Design and construct a Hydrogen Sulfide treatment facility on the new well scheduled to be constructed in this area. Other - Design/Construction | 260000 | 1998-01-01 | 12 | Visalia District
1510003 | 002 | CWS - BAKERSFIELD | O | 15 | C | 208867 | FIVE WELLS ARE IMPACTED BY TCE CONTAMINATION-CURRENTLY INACTIVE WELLS | INSTALL GAC ADSORPTION VESSEL ON THIS WELL. OTHER - DESIGN AND CONSTRUCTION | 400000 | 1999-01-01 | 12 | Visalia District
3310001 | 001 | COACHELLA VWD: COVE COMMUNITY | O | 15 | C | 244472 | CVWD's Cove Community System serves nearly 250,000 people with 18 interconnected pressure zones. Recent commercial and residential development in the Sky Mountain Pressure Zone has placed additional demands on CVWD's infrastructure. Pipelines to be rep | The Gerald Ford Drive-Date Palm Drive Water Transmission Main project includes the installation of approximately 4,000 feet of 18-inch ductile iron pipe in Gerald Ford Drive from Plumley Road to Date Palm Drive and in Date Palm Drive from Gerald Ford Driv | 1000000 | 2010-01-01 | 20 | Riverside District | Gerald Ford-Date Palm Drive Water Transmission Main
1010007 | 001 | FRESNO, CITY OF | O | 15 | C | 457511 | INSUFFICIENT EMERGENCY BACKUP POWER FOR GROUNDWATER PUMP STATIONS. DURING AUGUST 1996, A POWER OUTAGE CAUSED PRESSURES TO DROP TO 0-10 PSI THROUGHOUT THE SYSTEM FOR MORE THAN 24 HOURS. | INSTALL DIESEL-POWERED ELECTRICAL GENERATORS AT 28 PUMP STATIONS. | 1500000 | 1998-01-01 | 11 | Merced District | Emergency Power Generators at pump stations
1010007 | 005 | FRESNO, CITY OF | O | 15 | C | 457511 | GROUNDWATER OVERDRAFT AND DECLINING WATER TABLE HAVE DICTATED THE PROPOSED CONSTRUCTION OF A 20 MGD SURFACE WATER TREATMENT PLANT. THE RAW WATER CANAL TO THE PLANT IS EXPOSED TO SIGNIFICANT CONTAMINATION HAZARDS. | CONSTRUCT IMPROVEMENTS TO THE RAW WATER CONVEYANCE TO PROVIDE SOURCE WATER PROTECTION. | 4000000 | 1998-01-01 | 11 | Merced District | Surface water conveyance improvements
1910067 | 020 | LOS ANGELES-CITY, DEPT. OF WATER & POWER | O | 15 | C | 4071873 | Drinking water standards require adequate supply and redundancy to maintain pressurized flow in peak and emergency conditions. An existing transmission line, built in 1916, is scheduled for reconstruction. In advance of this reconstruction, the proposed p | The Formosa Avenue Trunk Line will provide supply and system reliability, and redundancy necessary for operations.The project will install approximately 10,600 feet of 36-inch diameter trunk line. The proposed trunk line will provide supply to the Sunset | 20397200 | 2010-01-01 | 15 | Metropolitan District | Formosa Avenue Trunk Line
1910067 | 023 | LOS ANGELES-CITY, DEPT. OF WATER & POWER | O | 15 | C | 4071873 | This project will be used for emergency backup when the Upper Stone Canyon Reservoir is taken out of service to bring reservoir into compliance with the Surface Water Treatment Rule. This project will also improve hydraulic grades entering LADWP's distrib | The project, as evaluated, is located in the west Los Angeles. This project consists of replacing the existing 42-inch-diameter MWD-LA-29 connection with a 60-inch-diameter, welded steel pipeline. The existing 42-inch connection is 250 feet long and is lo | 8156800 | 2010-01-01 | 15 | Metropolitan District | Modification At LA-29 (Sunset)
1910067 | 024 | LOS ANGELES-CITY, DEPT. OF WATER & POWER | O | 15 | C | 4071873 | The City Trunk Line South (CTLS) was identified in the Trunk Line Condition Assessment Program in 1996 as a high priority trunk line, at risk and in need of replacement fo the following reasons:CTLS is an old pipeline that has a history of leaks, breaks a | (DRAFT for PM Review)City Trunk Line South Unit 4 (CTLS 4) is one of 6 units of the City Trunk Line South (CTLS), which is needed to replace the existing City Trunk Line. CTLS is 8,805 feet of 54" and 60" diameter welded steel pipe. The project route is a | 53209000 | 2010-01-01 | 15 | Metropolitan District | City T/L South Unit 4
1910067 | 025 | LOS ANGELES-CITY, DEPT. OF WATER & POWER | O | 15 | C | 4071873 | The City Trunk Line South (CTLS) was identified in the Trunk Line Condition Assessment Program in 1996 as a high priority trunk line, at risk and in need of replacement fo the following reasons:CTLS is an old pipeline that has a history of leaks, breaks a | (Draft for PM Review)City Trunk Line South Unit 5 (CTLS 5) is one of 6 units of the City Trunk Line South (CTLS), which is needed to replace the existing City Trunk Line. CTLS 5 is 7,289 feet of 60" diameter welded steel pipe.(This footage includes both T | 34793200 | 2010-01-01 | 15 | Metropolitan District | City T/L South Unit 5
1910067 | 026 | LOS ANGELES-CITY, DEPT. OF WATER & POWER | O | 15 | C | 4071873 | The San Fernando Valley Groundwater Basin (Basin) is the City of Los Angeles' primary local water source. However, groundwater contamination in the Basin has reduced the Los Angeles Department of Water and Power's (LADWP) ability to fully utilize this re | In May 2008, Mayor Antonio R. Villaraigosa released a report titled "Securing L.A.'s Water Supply." This plan described a multi-faceted approach for creating sustainable water sources in the City of Los Angeles. Among the long-term strategies identified | 6500000 | 2010-01-01 | 15 | Metropolitan District | Tujunga Well Field Treatment Project
1910067 | 027 | LOS ANGELES-CITY, DEPT. OF WATER & POWER | O | 15 | C | 4071873 | Installation of a connection to the Metropolitan Water District’s Sepulveda Feeder to supply water to western portions of the City of Los Angeles during an emergency or planned outage. | Construction of approximately 1,400 feet of 48-inch-diameter welded steel pipe and appurtenances, using both open trench and pipe jacking construction methods, in Sepulveda Blvd between Venice Blvd and approximately 420 feet south of Venice Blvd, in Venic | 10000000 | 2010-01-01 | 15 | Metropolitan District | MWD LA-30 Connection (Venice)
1910067 | 028 | LOS ANGELES-CITY, DEPT. OF WATER & POWER | O | 15 | C | 4071873 | As the financial center of the Western United States, the worldwide hub of the entertainment industry, a center of national and international tourism, and home to one of the world's largest airport and port complexes, the City of Los Angeles (City) and it | LADWP is seeking funding support for planned security upgrades to its fire hydrant network. LADWP operates approximately 58,000 fire hydrants throughout the City. Planned security upgrades include the purchase and installation of fire hydrant security d | 440000 | 2010-01-01 | 15 | Metropolitan District | Water System Security Upgrades Project: Fire Hydrants
1910067 | 029 | LOS ANGELES-CITY, DEPT. OF WATER & POWER | O | 15 | C | 4071873 | As the financial center of the Western United States, the worldwide hub of the entertainment industry, a center of national and international tourism, and home to one of the world's largest and busiest airport and port complexes, the City of Los Angeles ( | LADWP is seeking funding support for security upgrades at its Type B facilities. The objectives of these security upgrades are to (1) prevent or restrict unauthorized access to critical points or facilities in the water supply system and (2) to enable se | 11949491 | 2010-01-01 | 15 | Metropolitan District | Water System Security Upgrades Project: Type B Facilities
2400065 | 001 | PLAINSBURG ELEMENTARY SCHOOL | O | 15 | P | 100 | SHALLOW WELL WITH NITRATES UNDER THE MCL. | DESIGN AND DRILL A NEW WELL. | 40000 | 1998-01-01 | 11 | Merced District
0600041 | 002 | FOUTS SPRINGS YOUTH FACILITY | O | 15 | P | 120 | Leaking Pipeline | Replace Pipeline | 450000 | 2003-01-01 | 21 | Valley District | Pipeline Replacement
2400097 | 001 | Cressey School | O | 15 | P | 155 | THE WELL HAD A DETECTABLE LEVEL OF DBCP (0.03 PPB) IN 1995. A SAMPLE COLLECTED IN 1997 WAS ND FOR DBCP. | CONSTRUCT A NEW DEEPER WELL. | 25000 | 1998-01-01 | 11 | Merced District
5100143 | 001 | PLEASANT GROVE ELEM. SCHOOL | O | 15 | P | 200 | Current drinking water system pipes are over 40 years old and need in-ground replacement. We are currently experiencing leaky and damaged pipes. | Repair and replace in-ground drinking water lines. | 5000 | 1998-01-01 | 21 | Valley District
1800573 | 001 | RICHMOND ELEMENTARY SCHOOL | O | 15 | P | 247 | Miscellaneous minor water system improvements. | Improve minor system deficiencies. | 100000 | 1998-01-01 | 2 | Lassen District | Water system improvements
3400104 | 001 | CAVANAUGH GOLF COURSE | O | 15 | P | 500 | Current galvanized casing of well will corrode and needs to be replaced. | Replace gavanized casing with stainless steel. | 80000 | 2000-01-01 | 9 | Sacramento District
5000101 | 001 | CHATOM SCHOOL (EH) | O | 15 | P | 500 | WATER TANK BADLY CORRODED | REPLACE WATER TANK. | 195000 | 1998-01-01 | 10 | Stockton District
1300554 | 001 | MEADOWS UNION ELEMENTARY SCHOOL | O | 15 | P | 550 | Age of our system is a concern. It was built in the early 50's. Would like to be able to up grade our small water system. | Replace with new water system, 10K. Storage with a minimum of 10GM. | 75000 | 2001-01-01 | 14 | San Diego District | Replace water system
2600503 | 001 | CROWLEY LAKE CAMPLAND | O | 15 | N | 25 | Peak hourly flow inadequate | Construct new 120k gal tank, improve well production | 110000 | 1999-01-01 | 13 | San Bernardino District
3301557 | 001 | EOC Well - Palm Springs | O | 15 | N | 25 | Still active system, project is to install treatment on a well 7 pres tk system to supply Palm Springs City Hall EOC in an emergency. Well violates seondary Mn Standard. | Necessity to correct fractures to well system caused by natural disaster | 40000 | 1998-01-01 | 20 | Riverside District
5000164 | 001 | MODESTO RESERVOIR | O | 15 | N | 25 | SAND IN SYSTEM | RE-DEVELOP OR RELOCATE WELL AND INSTALL FILTERING SYSTEM. OTHER = STUDY, DESIGN AND CONSTRUCTION. | 35000 | 1998-01-01 | 10 | Stockton District
4500283 | 001 | CALTRANS-HILLCREST SRRA | O | 15 | N | 2500 | No filtering system. There is dirt in drinking fountains and clogged faucets. In addition, there are stains on urinals and toilets. | Install commercial filtration system. | 20000 | 1998-01-01 | 2 | Lassen District
3600175 | 002 | Barstow Dagget Airport | O | 10 | C | 25 | The booster station plumbing fixtures are failing due to corrosion and age. Its pumps are inefficiency and unreliable. The design of the station poses a health and safety risk to all that work on it due to electrical and mechanical design deficiencies. Th | Demolish existing booster station and reservoir. Construct replacement reservoir to meet current American Water Works Association standards. Construct booster station to meet current building code. Booster station will include high efficiency motors to re | 750000 | 2010-01-01 | 13 | San Bernardino District | Barstow/Daggett Reservoir and Booster Station
5000092 | 001 | OID #49 - GILBERT | O | 10 | C | 37 | LIMITED WATER STORAGE RESULTING IN OUTAGES DURING POWER FAILURES. CORRODED HYDROPNEUMATIC TANK. | INSTALL ELECTRICAL GENERATOR. INSTALL NEW HYDROPNEUMATIC TANK. OTHER = DESIGN AND CONSTRUCTION. | 95000 | 1998-01-01 | 10 | Stockton District
3400130 | 002 | GREGG WATER CO | O | 10 | C | 40 | Wells and small private systems that are unreliable with poor water quality and cannot provide adequate emergency supply. | Construct a new 250,000 gallon storage tank for emergency water supply. Involves design and construction. | 250000 | 1998-01-01 | 9 | Sacramento District
5800821 | 001 | NICHOLS POINT MOBILE HOME PK | O | 10 | C | 40 | The Health Department in Yuba County sent me the information for use of our water Company. The system is old and needs replacement. The City of Wheatland, Ca, could use extra water and this would be available for them to acquire or consolidate w | The project is comprised of the following divisions: Drill larger well and install larger pump. Consolidate with existing well and pumb system. (Existing is believed to be a six inch at approximately 220 feet deep. Provide and install minim | 825000 | 2010-01-01 | 21 | Valley District | Well Replacement, Main Replacement and Service Replacement
1500455 | 003 | WILLIAM FISHER MEMORIAL WATER COMPANY | O | 10 | C | 51 | Storage is inadequate to meet peak flow - fire flow demands | Replace two 10000 gallon tanks with one 50000 gallon tank. | 160000 | 2007-01-01 | 19 | Tehachapi District | Tank Replacement
1000060 | 001 | MUSICK MEADOWS #1 | O | 10 | C | 70 | CONCERNED ABOUT SOURCE RELIABILITY ASSOCIATED WITH CONDITION OF BACKUP WELL. | POSSIBLE DEVELOPMENT OF ADDITIONAL SOURCE CAPACITY IN THE FUTURE. | 25000 | 1999-01-01 | 23 | Fresno District
2702073 | 002 | SAN MIGUEL WS #22 | O | 10 | C | 93 | Need source protection (fencing for wells and storage tanks). | Erect fencing for wells and storage tanks. | 21302 | 1998-01-01 | 5 | Monterey District | Security for wells and tanks
1500585 | 001 | OASIS PROPERTY OWNERS ASSOCIATION | O | 10 | C | 100 | Well sanding due to corrosion of well casing | Drill new well and install storage tank | 250000 | 2000-01-01 | 19 | Tehachapi District
1500585 | 002 | OASIS PROPERTY OWNERS ASSOCIATION | O | 10 | C | 100 | Not enough water pressure in the summer time | Putting water storage tanks with booster pump | 85000 | 2005-01-01 | 19 | Tehachapi District
5400940 | 002 | SIERRA KING HOMEOWNERS ASSN | O | 10 | C | 120 | PROBLEM DESCRIPTION:Infrastructure of the Sierra King water system is aged, inadequate, and breaking. It does not provide a dependable domestic water supply to existing homes, and increased demand is being made of it by new homes within the subdivision. | PROJECT DESCRIPTIONUpgrade the existing, aged Sierra King water system to provide adequate water supply, storage, distribution, and fire protection to the present users on developed properties. Improve ability and efficiency of maintenance activities. Ex | 1500000 | 2008-01-01 | 12 | Visalia District | Sierra King Water System: Critical Repairs, Corrections, and Expansion
5602116 | 001 | SILVER WHEEL TRAILER PARK | O | 10 | C | 120 | Upgrade the distribution facilties and well. | Replace pipe lines and refurbish well. | 120000 | 2000-01-01 | 6 | Santa Barbara District
0500019 | 005 | MINERAL MOUNTAIN MUTUAL WATER | O | 10 | C | 125 | Our present water tank is old and the liner needs replacing (again). Presently it is leaking. We had hoped to replace the tank with a steel/glass tank but the cost is prohibited by our limited funds. We felt the glass liner would stand up best to our wate | We would like to replace an aging water tank that is leaking with a steel/glass 50,000 gal tank. Because of the high Iron and mineral content of our water, we have frequent problems with the liners and with the iron causing bacteria in the pumps. We feel | 150000 | 2010-01-01 | 10 | Stockton District | Replace water storage tank
2701046 | 001 | VILLA CASA APARTMENTS WS | O | 10 | C | 126 | Water system has no storage. Needs 90,000 gallons storage. | Install storage tanks | 100000 | 2000-01-01 | 5 | Monterey District
5000013 | 001 | OID #45 - LOUIS MEYER | O | 10 | C | 129 | LIMITED WATER STORAGE RESULTING IN OUTAGES DURING POWER FAILURES. | INSTALL ELECTRICAL GENERATOR. OTHER = DESIGN AND CONSTRUCTION. | 30000 | 1998-01-01 | 10 | Stockton District
5000016 | 001 | OID #41 - MOUNTAIN VIEW | O | 10 | C | 147 | LIMITED WATER STORAGE RESULTING IN OUTAGES DURING POWER FAILURES. DISTRIBUTION SYSTEM FAILING. | INISTALL ELECTRICAL GENERATOR. REPLACE DISTRIBUTION SYSTEM. OTHER = DESIGN AND CONSTRUCTION | 155000 | 1998-01-01 | 10 | Stockton District
0800556 | 001 | HRC C.S.D. | O | 10 | C | 150 | Distribution system is 40 plus years old and fire hydrants are too small. Existing redwood storage tank is 50 years plus old and leaking. | Build storage tank and install larger distribution line to replace old line. Provide fire hydrants. | 250000 | 1998-01-01 | 1 | Klamath District
3301541 | 001 | Reche Canyon Mutual Water Co. | O | 10 | C | 150 | System does not meet peak water demand resulting in outages. Supplemental water is needed. | Install water meters and 6" pipeline 3,800 ft to connect to available city water. | 500000 | 1998-01-01 | 20 | Riverside District | Pipeline to connect to city water
3301541 | 002 | Reche Canyon Mutual Water Co. | O | 10 | C | 150 | System does not meet peak water demand resulting in outages. | Planning study to determine solution for problem. | 100000 | 2005-01-01 | 20 | Riverside District | planning preapp
5000015 | 001 | OID #22 - WILLIAMS TRACT | O | 10 | C | 150 | LIMITED WATER STORAGE RESULTING IN OUTAGES DURING POSER FAILURES. | INSTALL ELECTRICAL GENERATOR. OTHER = DESIGN AND CONSTRUCTION. | 30000 | 1998-01-01 | 10 | Stockton District
5000015 | 002 | OID #22 - WILLIAMS TRACT | O | 10 | C | 150 | NEED BACK-UP WATER SOURCE | DRILL BACK-UP WELL. OTHER = DESIGN AND CONSTRUCTION | 125000 | 1999-01-01 | 10 | Stockton District
5000237 | 001 | NORTH OAKS MUTUAL WATER CO | O | 10 | C | 183 | NEED SECOND WELL FOR RELIABILITY AND FLEXIBILITY | UPGRADE EXISTING 100 HP AG WELL | 65000 | 1998-01-01 | 10 | Stockton District
4200842 | 001 | SAINT MARIE MOBILE HOME PARK | O | 10 | C | 250 | Needs to upgrade the distribution system. | Replace storage tank and install new piping, pump station and fire hydrants. | 250000 | 1998-01-01 | 6 | Santa Barbara District | Distribution system replacement
5000014 | 001 | OID #46 - SUNSET OAKS | O | 10 | C | 269 | LIMITED WATER STORAGE RESULTING IN OUTAGES DURING POWER FAILURES. PRESSURE TANK FAILING. | INSTALL ELECTRICAL GENERATOR AND NEW PRESSURE TANK. OTHER = DESIGN AND CONSTRUCTION. | 75000 | 1998-01-01 | 10 | Stockton District
5000014 | 002 | OID #46 - SUNSET OAKS | O | 10 | C | 269 | LOW PRESSURES IN HIGHER ELEVATIONS. | INSTALL BOOSTER STATION. OTHER = DESIGN AND CONSTRUCTION | 40000 | 1999-01-01 | 10 | Stockton District
5000317 | 001 | OID #51 - SUNSET OAKS #10 | O | 10 | C | 287 | LIMITED WATER STORAGE RESULTING IN OUTAGES DURING PWER FAILURES. | INSTALL ELECTRICAL GENERATOR. OTHER = DESIGN AND CONSTRUCTION. | 40000 | 1998-01-01 | 10 | Stockton District
3610017 | 003 | HAVASU WC | O | 10 | C | 350 | Havasu Water company is not in compliance with the County of San Bernardino minimum fire flow requirements of 1,750 gpm. HWC was grandfathered in over 30 years ago and has one 100,000 gallon fire supply tank available. A letter from the San Bern | Havasu Water Co. has completed the majority of an engineered response to bring the company into compliance. The compliance requires an additional 100,000 gallon tank, a 75 HP fire pump and a short 12" pipe to connect the system. This preliminary design | 176250 | 2010-01-01 | 13 | San Bernardino District | Meeting County Water Fire Flow Compliance
3610017 | 005 | HAVASU WC | O | 10 | C | 350 | Havasu Water Company is not in compliance with the County of San Bernardino minimum fire flow requirements of 1,750 gpm. HWC was grandfathered in over 30 years ago and has one 100,000 gallon fire supply tank available. A letter from the San Bernardino C | Havasu Water Company has completed the majority of an engineered response to bring the company into compliance. The compliance requires an additional 100,000 gallon tank, a 75 HP fire pump and a short 12' pipe to connect the system. This preliminary des | 176250 | 2010-01-01 | 13 | San Bernardino District | Meeting fire flow & CT compliance
3700924 | 003 | LAKE MORENA VIEWS MW CO. | O | 10 | C | 350 | Nitrate machine (I.S.E.P) is approximately 15 years old. We need an updated machine to pump 40-50 gallons per minute. Four of our wells are high in nitrates, above MG/L. (Category F)Three wells are high in Gross Alpha - Uranium, also need help with Ura | Replace/upgrade Nitrate machine (I.S.E.P.). Also need uranium removal. | 50000 | 2010-01-01 | 14 | San Diego District | Replace Nitrate machine (I.S.E.P)
5700712 | 001 | DUNNIGAN WATER WORKS | O | 10 | C | 400 | This area is an older section of the Dunnigan community with shallow wells and septic tank systems at each of the +or- 300 homes. The nitrate levels in the upper water tables (30'-50') exceed mcl limits. These residential wells of 75'-175' have very hig | Extending drinking water service and fire protection water, to the two (2) neighborhoods of Dunnigan that are currently consuming unsafe drinking water and without adequate fire protection water, will require:(1) 42,500' of 8" main(2) 34,450' of 10" main( | 8757100 | 2010-01-01 | 9 | Sacramento District | Dunnigan Safe Drinking Water and Fire Protection water supply
5010026 | 009 | CITY OF MODESTO, DE HICKMAN | O | 10 | C | 565 | The Hickman Water System infrastructure is aging and in desperate need of major upgrades. The Hickman system is a stand alone system with only two wells. Staff spend many hours fixing leaks, maintaining system, and spending money on street repairs and p | The Hickman Water System will require the replacement and upsizing of water mains and service. Water mains and services will be moved out of the easement areas and installed in the street for easy access. Fire hydrants will also be installed. Adequate | 675000 | 2010-01-01 | 10 | Stockton District | Water Main and Service Replacement - Hickman
1510052 | 001 | NORTH EDWARDS WD | O | 10 | C | 597 | DISTRIBUTION SYSTEM IMPROVEMENTS | REPLACE OF EXISTING METERS, AND UPGRADE WELLS 1 AND 2 FACILITIES AND FOUNDATION. | 75000 | 1998-01-01 | 19 | Tehachapi District
3600220 | 002 | CSA 42 Oro Grande | O | 10 | C | 700 | Unreliable telemetry system | Enhance abality to operate and montior unattended sites throughout water distribution system. | 25000 | 2000-01-01 | 13 | San Bernardino District
3600220 | 006 | CSA 42 Oro Grande | O | 10 | C | 700 | This is a water main line replacement project. Two streets in County Service Area 42 (CSA42) need the old 6" steel water lines replaced with new 8" PVC water lines. The purpose of replacement is to reduce water quality problems, replace failing main lines | Install 1,400 linear feet of 8" PVC water mainline and reconnect 40 residential service connections. | 71000 | 2010-01-01 | 13 | San Bernardino District | County Service Area 42 Water Mainline Replacement
5010033 | 002 | CITY OF MODESTO, DE GRAYSON | O | 10 | C | 1100 | The Grayson Water System infrastructure is aging and in need of major upgrades. Grayson is an isolated small community that depends on two wells for the entire water supply. Staff spend many hours fixing leaks, maintaining the system, and spending money | The Grayson water system will require the replacement and upsizing of water mains and service. Water mains and services will be installed in the street for easy access. Fire hydrants will also be installed. Adequate water flows will result due to appop | 775000 | 2010-01-01 | 10 | Stockton District | Water Main and Service Replacement - Grayson
5000433 | 001 | OID-OAKDALE RURAL WATER SYSTEM #1 | O | 10 | C | 1134 | LIMITED WATER STORAGE RESULTING IN OUTAGES DURING POWER FAILURES. PRESSURES FLUCTUATE AS BOOSTER PUMP CYCCLES ON AND OFF. | INSTALL ELECTRICAL GENERATOR. INSTALL PRESSURE TANK. OTHER = DESIGN AND CONSTRUCTION. | 75000 | 1998-01-01 | 10 | Stockton District
1010020 | 004 | LATON COMMUNITY SERVICES DISTRICT | O | 10 | C | 1236 | As the District's production production and distribution system ages, there is more demand on the District's personnel to perform operation and maintenance activities. The periodic reading of the meters reduces the amount of time District staff has to de | The project includes installing 500 5/8-inch x 3/4-inch water meters with data transmitting capabilities and a laptop to recieve water consumption data for billing and water system management purposes. Further, it is estimated that 250 meter boxes, lids | 400000 | 2010-01-01 | 23 | Fresno District | Electronic Water Meter Reading Project
3610007 | 003 | BASELINE GARDENS MWC | O | 10 | C | 1300 | Interior coating failure on storage tank | Recoat tank | 100000 | 1998-01-01 | 13 | San Bernardino District | Recoat tank
3310013 | 005 | ELSINORE WD - COUNTRY CLUB | O | 10 | C | 1507 | This tank is scheduled to be refurbished and recoated in 2009 per the District's Capital Improvement Program. | Tank will be temorarily taken out of service. Tank will be completely refurbished and recoated. | 180000 | 2010-01-01 | 20 | Riverside District | Trtan Tank Refurbishment & Recoating
1210020 | 004 | FIELDBROOK GLENDALE C.S.D. | O | 10 | C | 1670 | This area of the community is on private wells or take water directly from creeks or intermittent surface waters. These sources of supply generally don't meet drinking water standards. Groundwater supply's are extremely limited, with the wells generally r | The project will include an 8 inch main line extension up both Rock Pit and Rail Road Grade. These pipelines will be looped together and will include appropriate appurtenances, including fire hydrants, valves and service connections with water meters. Twe | 1400000 | 2010-01-01 | 1 | Klamath District | Rock Pit Rd and Old Railroad grade water line extension
3610060 | 001 | SBDNO COUNTY SERVICE AREA W-1 | O | 10 | C | 1670 | Mojave Water Agency Morongo Basin pipleine aqueduct water available but untreated surface water | Design and purchase a small package surface water treatment plant to utilize Morongo pipeline water allotment | 100000 | 2000-01-01 | 13 | San Bernardino District
5610021 | 002 | WARRING WATER SERVICE INC | O | 10 | C | 1700 | No additional storage for emergency situations. | Repair and upgrade the reservoir. | 100000 | 1998-01-01 | 6 | Santa Barbara District
4010023 | 003 | GOLDEN STATE WATER COMPANY - EDNA | O | 10 | C | 1940 | Groundwater levels in the area of our current two wells in this area of fragmented aquifers have dropped considerably in recent years due to competition with large agricultural users. Another of our wells was taken out of service due to surface water inf | A new well needs to be drilled and equipped to ensure a secure and consistent source of supply for our customers. Further, if a source with low selenium can be found, then the ion exchange treatment could be terminated and the issue dealt with by blendin | 2500000 | 2010-01-01 | 6 | Santa Barbara District | Edna - Drill and Equip New Well
4010023 | 004 | GOLDEN STATE WATER COMPANY - EDNA | O | 10 | C | 1940 | Current system configuration has wells pumping to a treatment plant consisting of iron and manganese filters followed by ion exchange for selenium. Then the water goes directly into the distribution system, and the reservoir fills from the system. This | This project would install 2,800 feet of 12 inch main and sufficient yard piping to connect the treatment plant directly to the reservoir, thereby substantially reducing the amount of head the wells have to pump against. It would also install additional | 2000000 | 2010-01-01 | 6 | Santa Barbara District | Edna - Main from Treatment Plant to Edna Reservoir
5710007 | 004 | ESPARTO C.S.D. | O | 10 | C | 2000 | With Daly use trough out the Day we experiance complaint and have found them to be as much as a 10 psi differance in pressures in differant sections of town. We are conserned that if there is a fire in one area of town there may be a critical Pressure los | The project is for the installation of approximatly 4,140 feet of 12 inch water main to complete the piping required to complete the USDA Project, it also includes all fittings, valves and fire hydrant replacements. It includes the installation of 800 fee | 497080 | 2010-01-01 | 9 | Sacramento District | Updating of Water System Grid to Provide Constant Equal Pressures .
1010039 | 010 | CARUTHERS COMM SERV DIST | O | 10 | C | 2103 | Existing standby power facilities at Well No. 4 has exceeded the design life expectancy and is presently experiencing operational difficulties. | Add standby power facilities at Well No. 5. | 100000 | 2004-01-01 | 23 | Fresno District | Standby Power (2004)
1510007 | 002 | FRAZIER PARK PUD | O | 10 | C | 2348 | Several leaks in distribution system. Many mains larger than 4-inch diameter are at least 35 years old; smaller lines are even older. | Develop and implement an infrastructure replacement plan. | 11000000 | 2002-01-01 | 19 | Tehachapi District | infrastructure replacement
4910028 | 007 | SWEETWATER SPRINGS CWD - MONTE RIO | O | 10 | C | 3000 | This project is constructing a storage tank to fit in with current project replacing and improving distribution system in Monte Rio Terraces. It will improve system pressure, provide adequate water flow at all times, and provide adequate fire flows. The | This project constructs a storage tank at the schoolhouse site with a capacity of approximately 65,000 gallons at the top of Bonita Terrace, installs a booster station, and connects with replacement reservoir at Upper Schoolhouse site. This project fits w | 638000 | 2010-01-01 | 18 | Sonoma District | Monte Rio 2009 Schoolhouse Improvements
5010039 | 001 | WESTERN HILLS WATER DISTRICT/DIABLO GRAN | O | 10 | C | 3000 | Excessive heat in raw water pump stations. | Design and install adequate air conditioning for pump stations. | 250000 | 2007-01-01 | 10 | Stockton District | Western Hills Pump Station Cooling Project
4010901 | 001 | SLOCSA #10A - CAYUCOS | O | 10 | C | 3150 | County Service Area 10A (CSA 10A) currently consists of a water treatment plant, a 210,000 gallon water storage tank and a pipeline distribution system that serves a portion of the community of Cayucos. The existing storage tank and pipeline distribution | The New Storage Tank project involves the construction of a new 400,000 gallon storage tank at a location just south of the community of Cayucos. The new tank will be an above ground welded steel tank connected to the existing distribution system. The p | 698000 | 2010-01-01 | 6 | Santa Barbara District | CSA 10A (Cayucos) - New Storage Tank
4010901 | 002 | SLOCSA #10A - CAYUCOS | O | 10 | C | 3150 | County Service Area 10A (CSA 10A) currently consists of a water treatment plant, a 210,000 gallon water storage tank and a pipeline distribution system that serves a portion of the community of Cayucos. The existing storage tank and pipeline distribution | The Waterline Upgrades Project involves the upsizing of existing water distribution pipelines in CSA 10A to meet existing demands and existing fire flow regulations. The Project will include upsizing 2,631 feet of existing pipe along Shearer Avenue from | 635000 | 2010-01-01 | 6 | Santa Barbara District | CSA 10A (Cayucos) - Waterline Upgrades
2710018 | 004 | SEASIDE MUNICIPAL WATER SYSTEM | O | 10 | C | 3300 | Portable generator needed in case of power outage. | Install on-site generator at well #3. | 75000 | 1998-01-01 | 5 | Monterey District | Emergency generator (1997)
5510008 | 001 | LAKE DON PEDRO C S D | O | 10 | C | 3600 | INADEQUATE CLEANING OF FILTER MEDIA DURING BACKWASHING, INTERIOR STRUCTURAL DAMAGE TO THE FILTERS COULD CAUSE VESSEL FAILURE. | INSTALL TWO NEW FILTER VESSELS WITH SURFACE WASH FACILITIES. | 180000 | 2000-01-01 | 11 | Merced District | New Filter Vessels with surface wash facilities (1997)
5510008 | 012 | LAKE DON PEDRO C S D | O | 10 | C | 3600 | The infrastructure in our community is over forty years old. A random number of meters were tested several years ago to reveal that their accuracy is very poor. Many meters have failed altogether and most are underreporting. The new meters were purchas | Contract out the installation of 1500 meters to increase the reporting accuracy of our water sales. We have already received two bids on the project. With the required funding in place, this project can be started immediately. | 75000 | 2010-01-01 | 11 | Merced District | Infrastructure Meter Replacement
1910117 | 004 | MONTEBELLO-CITY, WATER DEPT. F | O | 10 | C | 3944 | Existing Condition:The City of Montebello Northern Water System with approximately 1,200 metered services, the majority of which are residential services has as its sole source of supply a connection with the Metropolitan Water District of Southern Califo | Project :There are two options for this project. The Option I consists of locating the leak, repair of the transmission pipeline and relining of the transmission main including laying of a temporary pipeline along the present alignment surface. The Optio | 772200 | 2010-01-01 | 22 | Angeles District | Northern System – Transmission Main Rehabilitation
5010009 | 002 | KEYES COMMUNITY SERVICES DIST. | O | 10 | C | 4575 | LACK OF BACKUP POWER TO PUMP WATER DURING ELECTRICAL POWER OUTAGES. | INSTALL GENERATOR. OTHER = DESIGN AND CONSTRUCTION | 150000 | 1998-01-01 | 10 | Stockton District | Backup generator (1997)
2410012 | 005 | HILMAR COUNTY WATER DISTRICT | O | 10 | C | 5000 | Hilmar County Water DistrictWater Meter Replacement ProjectPresently the district has close to 1600 meters in operation to cover their existing customers. the meters where installed in the early 1990's and the life of the meters is coming to an end. The | Hilamr County Water DistrictWater Meter Replacement ProjectThe project would be to remove and replace about half of the existing water meters within the district. The new meters would be a radio read model and the district would install softwate to read | 280000 | 2010-01-01 | 11 | Merced District | Hilmar County Water District meter replacement project
3610009 | 002 | BIGHORN - DESERT VIEW WATER AGENCY | O | 10 | C | 5000 | Old, inaccurate meters within the system result in lower per capita usage registration which reduces revenues and fails to adequately record per capita usage. Accurate registration insures the customers are correctly billed, and metrics for statewide con | Install new meters on all property connections. Install new meters on all production and booster facility pumps. Install datalogging equipment at selected facilities. Project costs to include meters, miscellaneous parts and labor. | 200000 | 2010-01-01 | 13 | San Bernardino District | Meter Accuracy and Reliability
1910108 | 003 | BELL GARDENS-CITY, WATER DEPT. | O | 10 | C | 5247 | Existing Condition:The City of Bell Gardens Water System Well No. 3F has been inactive since 1997-98. The Well did supply prior to that time a large portion of City water system supply needs. Water Well No. 1 now supplies about 80% of the water supply n | Project :Rehabilitation /Reactivation of Water Well No. 3F would be videoed and cleaned as needed and test pumped. A new electric motor driven pumping unit would be installed along with a control system with pressure tank and a new chlorination system. | 488800 | 2010-01-01 | 15 | Metropolitan District | Rehabilitation /Reactivation of Water Well No. 3F
1910108 | 004 | BELL GARDENS-CITY, WATER DEPT. | O | 10 | C | 5247 | Existing Condition:The City of Bell Gardens Water System owns a public domestic water service system, which serves about 30% of the area of the City through 1,460 metered service connections. Customers range from single family residences, multiple reside | Project :This project is to install water mains to close the remaining gaps and eliminate the dead ends while improving water circulation. Install water mains to close gaps in the existing water system and thus eliminate dead ends and to improve circulat | 528000 | 2010-01-01 | 15 | Metropolitan District | Closure of Gaps in Water System To Improve Circulation/Quality
2810002 | 007 | CALISTOGA, CITY OF | O | 10 | C | 5302 | Fiege Canyon storage tank needs tank recoating inside, paint outside, upgrade to OSHA regulations and seismic standards. | Drain and clean tank, recoat with epoxy, clean outside of tank and paint. | 100000 | 1998-01-01 | 3 | Mendocino District | Storage tank rehabilitation (1997)
2810002 | 008 | CALISTOGA, CITY OF | O | 10 | C | 5302 | Present Kimball transmission line in existing vineyard area is subject to possible major damage from farm equipment. | Relocate new main along roadway. | 1000000 | 2000-01-01 | 3 | Mendocino District | Relocate transmission main (1997)
2810002 | 010 | CALISTOGA, CITY OF | O | 10 | C | 5302 | Present booster pump station is in floodway, has been flooded a number of times. | Relocate pump station to area not impacted by floods. | 100000 | 1999-01-01 | 3 | Mendocino District | Relocate booster station (1997)
0310003 | 004 | ACWA SUTTER CREEK | O | 10 | C | 5458 | Amador Canal is vulnerable to contamination and periodic structural failures | Extend life of canal through improvements or replace with 8 mile pipeline. | 6000000 | 2000-01-01 | 10 | Stockton District | Amador canal replacement (1999)
1910018 | 004 | BELLFLOWER MUNICIPAL WATER SYSTEM | O | 10 | C | 5967 | BACKGROUND - In January 2007, the City acquired the assets of the Peerless Water Company for the sum of $5.8 million. On March 21, 2007, the California Department of Health Services (DHS) made their first site visit and inspection of the water system sinc | As most of the BMWS is supplied from service connections to BSMWC, additional distribution storage would be most beneficial if implemented within the BSMWC system. Therefore, the operational and fire storage may be omitted from the BMWS Water System Impro | 3000000 | 2010-01-01 | 16 | Central District | Water Reservoir & Booster Pump Station #2
1910147 | 005 | SATIVA-L.A. CWD F | O | 10 | C | 6813 | Our well distribution system is more than 68 years old and recently Well #4 had to be abandoned because of the violation of organic contaminants such as volatile organic compounds (VOC's) and inorganic contaminants such as arsenic, radioactive materials, | The Sativa Los Angeles County Water District (SLACWD) purchased the property adjacent Well #4 at $71,900.00. The area of the property is 150 feet X 50 feet. Demolished dwelling cost $8,550.00 and the installation of 10 feet security fencing at the cost of | 695000 | 2010-01-01 | 22 | Angeles District | Well Replacement and Treatment Plant Construction
5710005 | 003 | CITY OF WINTERS | O | 10 | C | 6875 | Aging steel pipes; delivery and pressure problems occur. | Replace existing distribution and transmission lines with new mains. Replace all pipes with leaded joints and replace service lines where mains are replaced. | 1500000 | 1999-01-01 | 9 | Sacramento District
3610015 | 002 | CRESTLINE VILLAGE CWD - DIVISION 10 | O | 10 | C | 7400 | Dart Canyon area supplied by individual private wells | Annexation of area into CV water district | 1815000 | 1999-01-01 | 13 | San Bernardino District
4010017 | 003 | GOLDEN STATE WATER COMPANY - LOS OSOS | O | 10 | C | 8682 | Salt water intrusion in the lower portion of this stratified aquifer is necessitating a shift to pumping from the upper portion of the aquifer. However, the upper portion is badly contaminated with nitrates from the ubiquitous septic systems in the area. | In this project, raw water from lower and upper aquifer wells needs to be brought together at one site so that the water can be blended to reduce nitrate. Sufficient yard piping needs to be installed to connect this blending station to the distribution s | 1500000 | 2010-01-01 | 6 | Santa Barbara District | Los Osos - Rosina Blending Project
5610046 | 002 | UNITED WTR CONS DIST | O | 10 | C | 10000 | Develop groundwater guardian program and well head protection program. | Develop groundwater guardian program to promote well head protection by involving all affected parties including agriculture, urban interests and the public. | 50000 | 1998-01-01 | 6 | Santa Barbara District
1510018 | 012 | ROSAMOND CSD | O | 10 | C | 10633 | RCSD, like most water agencies in California, is striving to maintain both the quality and reliability of the water supply used to serve its customers. Rosamond receives its water supplies through a system of wells in its service area, which RCSD operate | The Semitropic-Rosamond Water Bank (SRWB) will create 800,000 acre-feet of storage in two groundwater bank facilities located in Wasco and Rosamond, CA. This makes it the 13th largest storage project in California. The primary purposes of the Project are | 20000000 | 2010-01-01 | 19 | Tehachapi District | SemiTropic-Rosamond Water Bank Authority - Phases 1B & 1C
1510053 | 001 | ANTELOPE VALLEY E KERN WTR AGY F | O | 10 | C | 11548 | INCREASE CAPACITY - EXISTING CAPACITY AT PEAK CAPACITY | EXPAND EXISTING PLANT OR INTERCONNECT WITH EXISTING NEARBY PLANT FOR INCREASED CAPACITYAND RELIABILITY. OTHER - DESIGN AND CONSTRUCTION | 7300000 | 2000-01-01 | 19 | Tehachapi District
1510053 | 002 | ANTELOPE VALLEY E KERN WTR AGY F | O | 10 | C | 11548 | MODIFY CHLORINATION SYSTEM TO COMPLY WITH THE RMP | PROVIDE TWO CHLORINE SCRUBBERS | 200000 | 1998-01-01 | 19 | Tehachapi District
2710011 | 003 | SOLEDAD, CITY OF | O | 10 | C | 16146 | This well #14 would replace a well that has high Manganese in its discharge. The impacted well #9 is at present out of service. Without a well with equal capacity this zone will have insufficient production capability to meet system demands. A test well h | The test well was completed in early 2008 and should a test flow of 1200 GPM from an 825 foot level and the quality sampling returned within all limits. The well will be connected to our SCADA system and have disinfection on site. There will be a covered | 725000 | 2010-01-01 | 5 | Monterey District | City of Soledad Water Well #14
1010004 | 003 | COALINGA-CITY | O | 10 | C | 16800 | In 2003 in order to reduce the amount of disinfection by-products in the distribution system, chloramination facilities were constructed at the treatment plant.After treatment, the drinking water is pumped from the clear well of the treated water pumping | Construction of an above-ground 3 million gallon (MG) steel potable water storage tank and the repair of an existing 2.8 MG steel potable water storage tank along with all related tank site location and necessary piping and valves. Integration of SCADA s | 10000000 | 2010-01-01 | 23 | Fresno District | Palmer Reservoir (2009)
3610013 | 001 | CITY OF LOMA LINDA | O | 10 | C | 21592 | Existing transmission main isn't large enough to meet system demand. | Install a 20" water transmission line from existing water wells to existing storage facility. The line will be constructed parallel to the existing transmission line. | 2500000 | 2010-01-01 | 13 | San Bernardino District | City of Loma Linda Zone 1 Transmission Main
3610013 | 002 | CITY OF LOMA LINDA | O | 10 | C | 21592 | Increase flow capacity from well sites to reservoir to meet current demand. | Install a 20" diameter water transmission line from existing water well to existing 3.2 million gallon reservoir. This line will be constructed parallel to the existing 20" transmission line. | 1500000 | 2010-01-01 | 13 | San Bernardino District | Loma Linda Water Zone 2A Transmission Main
1910022 | 005 | CALIF STATE POLYTECHNICAL UNIV - POMONA | O | 10 | C | 23500 | The University has two active Wells which both are in exceedance of the Nitrate MCLand the Perchlorate MCL . The University has to Purchase additional water from a MWD source in order to meet the MCL for Nitrate and Perchlorate . The University would ins | The University would Install a Commercially available Nitrate and Perchlorate Removal System which meets the best applicable technology for Nitrate and Perchlorate removal from Drinking Water . Installation of new Monitoring system analyzers and other sup | 1200000 | 2010-01-01 | 22 | Angeles District | Install Nitrate and Perchlorate Removal System at Well
3610008 | 005 | BIG BEAR CITY CSD | O | 10 | C | 25000 | District required to supply water to endangered species habitat | Design reclamation facility to replace potable water used for habit | 500000 | 1998-01-01 | 13 | San Bernardino District
1910042 | 002 | PICO RIVERA - CITY, WATER DEPT. | O | 10 | C | 39000 | The City’s main water supply system consists of a total of 10 groundwater wells, a few of which are inactive and several which are active, but in need of rehabilitation. Several years ago, the City conducted a video inspection program on three existing w | The City of Pico Rivera recently completed a comprehensive Water Master Plan (July 2009) of its water supply and distribution system, which evaluated the City’s ability to meet State and Federal drinking water regulations and provide a reliable water sy | 600000 | 2010-01-01 | 7 | Hollywood District | The Rehabilitation of Water Supply Wells #1, #3, #4, and #5
1910042 | 004 | PICO RIVERA - CITY, WATER DEPT. | O | 10 | C | 39000 | There are existing areas of the City that do not meet fire flow requirements, under the standards set forth by Los Angeles County Fire District-Eastern Division and the Uniform Fire Code and minimum residual pressure requirements in residential and commer | The City of Pico Rivera recently completed a comprehensive Water Master Plan (July 2009) of its water supply and distribution system, which evaluated the City’s ability to meet State and Federal drinking water regulations and provide a reliable water sy | 1400000 | 2010-01-01 | 7 | Hollywood District | Fire Protection and Pipeline Upgrade Project
1910042 | 005 | PICO RIVERA - CITY, WATER DEPT. | O | 10 | C | 39000 | The City is supplied by a continuously pumped water system through a combination of 10 groundwater supply wells and three booster pump stations, the latter located adjacent to three above-ground water storage tanks. The City currently only maintains a t | The City of Pico Rivera recently completed a comprehensive Water Master Plan (July 2009) of its water supply and distribution system, which evaluated the City’s ability to meet State and Federal drinking water regulations and provide a reliable water sy | 2500000 | 2010-01-01 | 7 | Hollywood District | Fire and Operational Storage Upgrade Project
3610055 | 004 | YUCAIPA VALLEY WD ID-A&2 | O | 10 | C | 40654 | Potential MTBE contamination of major wells. Need replacement source. | Drill ejection and/or replacement wells. | 1500000 | 2001-01-01 | 13 | San Bernardino District | potential MTBE contamination; drill replacement wells
5010028 | 004 | CERES, CITY OF | O | 10 | C | 40943 | The City of Ceres runs a water system currently comprised of some fifteen active producing wells which are mixed into a large city-wide distribution system. These wells have hiustorically suffered from a variety of contaminent issue, primarily with regard | A variety of online analysers are vital to the operation of a system such as the City of Ceres, which suffers from an ongoing list of chemical and mineral contaminents including arsenic, uranium and nitrates produced in systemic spikes which threaten publ | 150000 | 2009-01-01 | 10 | Stockton District | City of Ceres Online Rapid Response Analysers
3410017 | 001 | CALAM - PARKWAY | O | 10 | C | 45187 | General system improvement. Lack of backwash tank capacity threatens Fe Mn treatment process. | Parksite backwash tank. Involves design and construction. | 200000 | 1998-01-01 | 9 | Sacramento District
3410017 | 004 | CALAM - PARKWAY | O | 10 | C | 45187 | General system improvement. Inadequate distribution system pressure with the loss of supply due to groundwater contamination. | Sky Parkway backbone main. Involves design and construction. | 550000 | 1998-01-01 | 9 | Sacramento District
3410017 | 006 | CALAM - PARKWAY | O | 10 | C | 45187 | General system improvement. Loss of wells due to groundwater contamination. | Center Parkway Main replacement. Involves design and construction. | 270000 | 1998-01-01 | 9 | Sacramento District
3410017 | 010 | CALAM - PARKWAY | O | 10 | C | 45187 | General system improvement. Inadequate distribution system pressures due to groundwater contamination. | A/E Parkway main replacement. Involves design and construction. | 680000 | 1998-01-01 | 9 | Sacramento District
3610038 | 008 | RIALTO-CITY | O | 10 | C | 48418 | Current Supervisory Control and Data Acquisition System (SCADA) is failing to operate as required thus compromising the water quality standard as prescribed by Department of Health Services and the Regional Water Quality Control Board . The system drops | The project will be to upgrade the current SCADA system that is more than 20 years old and not very dependable. This will allow the City to operate its system and meet its daily demands on a timely basis with little to now down time. This system monitor | 550000 | 2010-01-01 | 13 | San Bernardino District | Water SCADA System
3610029 | 014 | MONTE VISTA CWD | O | 10 | C | 51014 | The work involves the addition of a pressure relief station to Pressure Zone 4 of the domestic distribution system. Without this station, the zone is vulnerable to swings in system pressures and pressure surges which can result in failure of the distribut | The project involves the construction of a new pressure relief station including installation of all valves and appurtenances, installation of SCADA panel, connections, and construction of drainage facility. | 60000 | 2010-01-01 | 13 | San Bernardino District | Zone 4 Pressure Relief Station
3610029 | 023 | MONTE VISTA CWD | O | 10 | C | 51014 | The work involves the modification of an existing metering station which is utilized to deliver surplus water supply to the City of Chino Hills (adjacent water system). The station delivers up to 24 millions gallons per day (MGD) to the City. However, und | The work involves the construction of a low flow bypass system to address the station's deficiencies under low flow conditions and includes bypass piping, valves, meter, site work, SCADA, and required appurtenances. | 65000 | 2010-01-01 | 13 | San Bernardino District | State Street Metering Facility Modifications
3610029 | 024 | MONTE VISTA CWD | O | 10 | C | 51014 | This project is intended to meet the "green" infrastructure (energy efficiency) project threshold stipulated in the American Recovery and Reinvestment Act of 2009. After over a decade of service, Hydroturbine No. 3 failed and has been out of operation for | The District receives flows of treated imported water to its Pressure Zones 1 and 2 from the Water Facilities Authority (WFA) at District Plant 4. Incoming pressure is about 175 psi and flow can vary up to over 15 million gallons per day. In conjunction w | 250000 | 2010-01-01 | 13 | San Bernardino District | Hydroturbine No. 3 Rebuild
3610029 | 025 | MONTE VISTA CWD | O | 10 | C | 51014 | The nitrate levels of the groundwater in the Pressure Zone 3 portion of the District domestic water distribution system is significantly above the State MCL. There is also a water supply need and storage deficiency within this zone which subsequently also | This project will address the deficiencies in District Pressure Zone 3 system by constructing a new well capable of both production and injection at an existing District site. An ion exchange treatment system will be included so as to ensure and maintain | 4400000 | 2010-01-01 | 13 | San Bernardino District | Aquifer Storage and Recovery Well No. 2 with Ion Exchange Treatment
3610014 | 001 | CITY OF COLTON | O | 10 | C | 51350 | Reservoir interior coating failure | Recoat reservoir | 800000 | 1998-01-01 | 13 | San Bernardino District
3610014 | 004 | CITY OF COLTON | O | 10 | C | 51350 | 53%wells produce below rated capacity | Rehabilitate wells | 200000 | 1998-01-01 | 13 | San Bernardino District
3610014 | 005 | CITY OF COLTON | O | 10 | C | 51350 | Refurbish LaLoma reservoir | Install approved coating | 350000 | 1998-01-01 | 13 | San Bernardino District
3610014 | 006 | CITY OF COLTON | O | 10 | C | 51350 | Interior coating failing on Rialto Reservoir | Recoat reservoir | 350000 | 1998-01-01 | 13 | San Bernardino District
3610014 | 007 | CITY OF COLTON | O | 10 | C | 51350 | Interior coating failure on Domecq reservoir | Recoat reservoir | 350000 | 1998-01-01 | 13 | San Bernardino District
3910004 | 001 | LODI, CITY OF | O | 10 | C | 63395 | The City of Lodi currently uses 26 wells to provide groundwater as the sole source of supply to our 63,000 residents. A 2004 study showed the City uses 17,011 Acre Feet per Year. The ground water elevation has decreased an average of .39 feet per year f | The City of Lodi Surface Water Treatment Facility Project will include:1. An eight million gallon per day (8 mgd) facility to treat Mokelumne River water. The facility will be located on 13 acres of land the City currently owns immediately adjacent to th | 40000000 | 2010-01-01 | 10 | Stockton District | City of Lodi Surface Water Treatment Facility
3310021 | 009 | JURUPA COMMUNITY SD | O | 10 | C | 68297 | An existing well located at Jurupa Valley High School within the Jurupa Community Services District (JCSD) is not currently used because it requires redevelopment including addition of a sanitary seal and re-equipping. This project is needed in order to | This project includes renovation of an existing well which would require redevelopment, including the addition of a sanitary seal and re-equipping. The project would provide the benefit of providing an additional source of raw water to the Roger D. Teagar | 975000 | 2010-01-01 | 20 | Riverside District | High School Well Renovation
3310021 | 010 | JURUPA COMMUNITY SD | O | 10 | C | 68297 | The proposed project will construct 1,100 to 1,400 feet of water pipeline to provide service to residents currently served by private well systems in the Glen Avon area of Jurupa Community Services District. Owners in this area have reported that wells ha | The proposed Jurupa Community Services District project will construct 1,100 to 1,400 feet of water pipeline to provide potable water service to residents currently served by private well systems in the Glen Avon area. The project will benefit residents | 350000 | 2010-01-01 | 20 | Riverside District | Geordie Way Water Service
3310021 | 012 | JURUPA COMMUNITY SD | O | 10 | C | 68297 | Homes in the disadvantaged area of Eastvale are currently served water through private domestic wells, which have experienced high nitrate levels in the past. The project is needed to help provide approximately 70 to 80 homes and business in this disadv | Jurupa Community Services District (JCSD) is evaluating the feasibility of providing water and sewer service to approximately 70 to 80 homes and businesses located in the Eastvale area. The proposed project includes installation of approximately 3,250 fee | 600000 | 2010-01-01 | 20 | Riverside District | Selby Street Water Service
5710001 | 001 | CITY OF DAVIS | O | 10 | C | 68420 | Lack of water storage facilities. | Construct second water storage tank. Involves design and construction. | 2500000 | 2000-01-01 | 9 | Sacramento District | Water Tank
5710001 | 003 | CITY OF DAVIS | O | 10 | C | 68420 | System capacity has been lost by bad wells. According to 2006 AIR, City is dependent upon storage to meet max demand. | Construct new high-production deep well. | 1500000 | 2007-01-01 | 9 | Sacramento District | Corporation Yard Well
1910079 | 002 | LYNWOOD-CITY, WATER DEPT. | O | 10 | C | 73212 | Existing Condition:The water pressures and chlorine residual are marginal in the northern section of the City of Lynwood Water System, particularly in the panhandle area north of Abbott Road at State Street/Long Beach Boulevard and the panhandle section a | Project :To mitigate the marginal low water pressures and low levels of chlorine residuals, this project will install several sections of 12-inch diameter water mains in principal streets of the northern areas to replace smaller diameter water mains and c | 744480 | 2010-01-01 | 22 | Angeles District | Water System Circulation Improvements – Phase II
1910079 | 003 | LYNWOOD-CITY, WATER DEPT. | O | 10 | C | 73212 | Existing Condition:The water pressures and chlorine residual are marginal in the northern section of the City of Lynwood Water System, particularly in the panhandle area north of Abbott Road at State Street/Long Beach Boulevard and the panhandle section a | Project :To mitigate the marginal low water pressures and low levels of chlorine residuals, this project will install larger diameter water mains in principal streets of the northern areas to replace smaller diameter water mains. The Phase I of this sol | 792000 | 2010-01-01 | 22 | Angeles District | Water System Circulation Improvements – Phase I
4510005 | 005 | CITY OF REDDING | O | 10 | C | 85703 | Need source capacity | Drill new wells | 4000000 | 2009-01-01 | 2 | Lassen District | Drill Two New Wells
1910001 | 007 | CITY OF ALHAMBRA | O | 10 | C | 92158 | Garvey Reservoir tank was originally constructed in 1980. A recent inspection revealed that the steel walls and floor is exhibiting advanced corrosion. This tank does have cathodic protection installed to inhibit corrosion, however, due to the age of th | An epoxy coating will be applied to the walls and floor of the steel tank after removal of any corrosion. These areas will then be prepared for the application of the epoxy. Cathodic protection will be reinstalled in the tank to help reduce the amount o | 1500000 | 2010-01-01 | 16 | Central District | Garvey Reservoir Recoating Project
1510040 | 004 | KERN COUNTY WATER AGENCY | O | 10 | C | 100000 | Growth in Bakersfield area has led to overall degradation of groundwater, including oilfield, pesticide and nitrate contamination buildup, often requiring wellhead treatment or well abandonment. | Upgrade existing surface water treatment plant from 45 MGD to 90 MGD to supply water to member water agencies. | 34000000 | 2003-01-01 | 12 | Visalia District
3610006 | 001 | WATER FACILITIES AUTHORITY-JPA | O | 10 | C | 100000 | The Project will provide an emergency interconnection from the San Gabriel Valley Municipal Water District, Devil Canyon-Azusa Pipeline to the Water Facilities Authority’s 81 MGD Treatment Plan to provide imported water when the Metropolitan Water Distric | The Project is a multi-agency benefit project for Water Facilities Authority (WFA), Three Valleys Municipal Water District (TVMWD), and Inland Empire Utilities Agency (IEUA). WFA, as the lead agency, serves treated imported water to approximately 430,000 | 7400000 | 2010-01-01 | 13 | San Bernardino District | Devil Canyon Azusa Pipeline Emergency Interconnection
4010022 | 005 | LOPEZ PROJECT | O | 10 | C | 100000 | The Lopez Water Treatment Plant (LWTP) is a six MGD treatment plant that treats surface water from Lopez Reservoir and then wholesales the water (in accordance with 'take or pay' contracts between the Lopez Project and it's contractors) to the City of Arr | The 18-inch Lopez Distribution Line Pigging Project consists of the cleaning of an existing 5.5-mile stretch of 18-inch diameter steel distribution pipeline to remove aluminosilicate deposits from the inner wall of the pipeline. Cleaning will be performe | 325000 | 2010-01-01 | 6 | Santa Barbara District | Lopez WTP - 18 Inch Distribution Line Pigging
4010022 | 006 | LOPEZ PROJECT | O | 10 | C | 100000 | The Lopez Water Treatment Plant (LWTP) is a six MGD treatment plant that treats surface water from Lopez Reservoir and then wholesales the water (in accordance with 'take or pay' contracts between the Lopez Project and it's contractors) to the City of Arr | The Sludge Drying Beds Rehabilitation Project involves demolition and reconstruction of the existing 40-year old LWTP sludge drying beds. Reconstruction will include installation of new drying bed underdrains, valves, decant structures, HDPE liners, filt | 850000 | 2010-01-01 | 6 | Santa Barbara District | Lopez WTP - Sludge Drying Beds Rehabilitation
4010022 | 007 | LOPEZ PROJECT | O | 10 | C | 100000 | The Lopez Water Treatment Plant (LWTP) is a six MGD treatment plant that treats surface water from Lopez Reservoir and then wholesales the water (in accordance with 'take or pay' contracts between the Lopez Project and it's contractors) to the City of Arr | The Filtered Water Standpipe Project involves the installation of a hydraulic control weir with a free water discharge condition at the existing LWTP clearwater reservoir. The weir will consist of a 48-inch diameter welded steel standpipe supported by a | 200000 | 2010-01-01 | 6 | Santa Barbara District | Lopez WTP - Filtered Water Standpipe
4010022 | 009 | LOPEZ PROJECT | O | 10 | C | 100000 | The Lopez Water Treatment Plant (LWTP) is a six MGD treatment plant that treats surface water from Lopez Reservoir for the City of Arroyo Grande, City of Grover Beach, City of Pismo Beach, community of Oceano, community of Avila Beach, and County Service | The Carbon Dioxide pH Suppression System Project involves the new installation of an approximately 100,000 gallon carbon dioxide storage tank and an automated feed system at the LWTP. The feed system will consist of feed panels, piping, pH monitoring equ | 1095000 | 2010-01-01 | 6 | Santa Barbara District | Lopez WTP - Carbon Dioxide pH Suppression System
3310012 | 012 | ELSINORE VALLEY MWD | O | 10 | C | 121420 | In accordance with the recommendations of the Elsinore Valley Municipal Water District’s (EVMWD) Water Resources, Urban Water, and Groundwater Management Plans, the proposed Terra Cotta Well will maximize the use of EVMWD’s local water resources while red | The Terra Cotta Well project consists of two construction phases; the drilling and equipping phases. The drilling phase, consisting of installing the well casing and developing and testing the well, has been completed. The well equipping phase consists | 3100000 | 2010-01-01 | 20 | Riverside District | Terra Cotta Well Equipping Project
3310012 | 014 | ELSINORE VALLEY MWD | O | 10 | C | 121420 | This project proposes to replace pressure reducing valve (PRV) stations in the California Oaks Community. There are twelve (12) California Oaks PRV stations that need to be assessed for replacement and safety improvement. Each valve is currently located | The goal of the project is to improve the PRV stations to a level that will provide desired safety, vault access and reliability to properly operate and maintain the stations and to eliminate confined space entry, where possible by building above ground v | 700000 | 2010-01-01 | 20 | Riverside District | Water System Pressure Reducing Vaults Safety Upgrades
3310012 | 015 | ELSINORE VALLEY MWD | O | 10 | C | 121420 | This Capital Improvement Project entails relocating or replacing the five (5) polyethylene brine storage tanks located at five ground water wells sites. The tanks are used to store salt, which is utilized to generate sodium hypochlorite for disinfecting | In three locations the tanks will need to be relocated from inside the building to the outside and piping reconfigured. At two locations, the salt tanks located outside will be replaced because they have been damaged by sun light and weather. Proper cover | 300000 | 2010-01-01 | 20 | Riverside District | Brine Tanks Relocation for Several Wells Facilities
1510031 | 001 | BAKERSFIELD, CITY OF | O | 10 | C | 132736 | This project will protect and provide a raw water supply to a new drinking water treatment plant. The construction of this project will eliminate current water supply problems due to groundwater contaminants called volitale organic compounds (VOC's) or na | The project will construct a 4.5 mile 60" diameter raw water transmission pipeline on Stine Road/ canal right of way corridor. This pipeline will supply a 40 million gallon per day drinking water treatment plant. Use of the pipeline will protect the raw w | 9560000 | 2010-01-01 | 12 | Visalia District | Stine 60 inch Raw Water Pipeline Project
5410016 | 001 | CWS - VISALIA | O | 10 | C | 133749 | FAST GROWING COMMUNITY - PCE HAS CONTAMINATED THIS AREA AND WILL EFFECT A NEW WELL WHEN DRILLED | INSTALL GAC TREATMENT. OTHER - DESIGN AND CONSTRUCTION | 200000 | 1998-01-01 | 12 | Visalia District
5410016 | 002 | CWS - VISALIA | O | 10 | C | 133749 | WELL CONTAMINATED WITH CARBON TETRACHLORIDE (WELL 25-01) | DESIGN AND CONSTRUCT GAC TREATMENT VESSEL AND UPGRADE PUMP AND MOTOR. OTHER - DESIGN AND CONSTRUCTION | 225000 | 1998-01-01 | 12 | Visalia District
3710006 | 007 | ESCONDIDO, CITY OF | O | 10 | C | 140000 | The Reed Reservoir is a 140-ft diameter by 24-ft high above ground steel tank. The tank was constructed in 1954 with a nominal storage capacity of 2.75 million gallons. In December 2001, an evaluation of the Reed Reservoir was performed by an engineerin | The existing Reed Reservoir is a 140-ft diameter by 24-ft high above ground steel tank. The tank was constructed in 1954 with a nominal storage capacity of 2.75 million gallons. The Reed Reservoir is the only reservoir in the pressure zone which it serv | 7800000 | 2010-01-01 | 14 | San Diego District | Reed Reservoir Project
3910001 | 002 | CALIFORNIA WATER SERVICE - STOCKTON | O | 10 | C | 171777 | Basic issue / problem: The district needs to reduce their customer’s water consumption to match the local water supply. Solution: Create water via system wide water conservation programs. The programs (indoor & outdoor) reduce the total water use by 2,23 | The program has two "full service" elements that encompass a "City Wide Water” Conservation Program. Element A: A team of trained plumbers will retrofit 32,250 residential homes / 64,500 bathrooms with one 1.5 gpm shower head, one .90 gpf dual flush toi | 19600000 | 2010-01-01 | 10 | Stockton District | Stockton District Wide Water Conservation Program
3010062 | 001 | CITY OF GARDEN GROVE | O | 10 | C | 172781 | The City's vulnerability assessment recommends the use of a less harzrdous disinfectant instead of chlorine gas, which is utilized currently. | Covert all chlorine gas systems to bulk sodium hypochlorite systems. | 500000 | 2007-01-01 | 8 | Santa Ana District | Sodium Hypochlorite Systems
3610039 | 036 | SAN BERNARDINO CITY | O | 10 | C | 173359 | While conducting normal triennial sampling for perchlorate, the Gilbert Street Well perchlorate concentration was reported at 4.8 parts per billion (ppb) or 80 percent of the maximum contaminant level (MCL) of 6.0 ppb. Subsequent test runs of the well to | The San Bernardino Municipal Water Department's plan of action includes, but is not limited to the following:1. Request water quality data (perchlorate concentrations) for up gradient wells of adjoining agencies including East Valley Water Department (EV | 750000 | 2010-01-01 | 13 | San Bernardino District | Gilbert Street Well Perchlorate Treatment Project
1910043 | 004 | GLENDALE-CITY, WATER DEPT. | O | 10 | C | 207157 | The problem relates to protection of public health from groundwater supplies contaminated with chromium 6 in concentrations that exceed primary drinking water MCLs.The Cities of Los Angeles, Burbank and Glendale rely on groundwater in the San Fernando Val | This project involves implementing improvements to protect public health by removing chromium 6 from contaminated wells. This will be accomplished by completing construction of a 1,200 gpm of treatment capacity at the GWTP.The City of Glendale has manage | 6500000 | 2010-01-01 | 15 | Metropolitan District | Hexavalent chromium full treatment facility
1510003 | 004 | CWS - BAKERSFIELD | O | 10 | C | 208867 | CWSC intends to reduce the district total water consumption to match the long term water supply. | The city wide water conservation project has two elements.a. Indoor: CWSC will replace / retrofit 102,000 bathrooms and the projected water savings is 3,129 acre feet per year.b. Outdoor: CWSC will replace 16,867 ET controllers and the estimated water sav | 49369875 | 2010-01-01 | 12 | Visalia District | Bakersfield City Wide Water Conservations Project
5010010 | 010 | MODESTO, CITY OF | O | 10 | C | 212000 | The water system in Salida is owned and operated by the City of Modesto, however, there are only 2 water main inter-ties between Modesto and Salida. Those inter-ties are 12 inch and less. Salida has 8 wells all with varying levels of Arsenic and current | This project would consist of a single water transmission main from the Modesto contigious service area to the Salida water system service area. The current alignment is for Kiernan Avenue (SR 219) but alternate alignments are being explored. The pipeli | 2500000 | 2010-01-01 | 10 | Stockton District | Modesto-Salida Water Transmission Main
5010010 | 012 | MODESTO, CITY OF | O | 10 | C | 212000 | Modesto south of the Tuolumne River is an economically deprived area with no new prospects for safe drinking water for domestic and industrial use. This area currently experiences unacceptable fire flows and extremely low water pressures most of the time | This project would provide a dedicated water transmission main from the existing 16-inch main along S. Morton Boulvard at Ninth Street continue south along the underside or through the Ninth Street Bridge across the river and connect to the existing 12-in | 1250000 | 2010-01-01 | 10 | Stockton District | Ninth Street Bridge Water Main
5010010 | 014 | MODESTO, CITY OF | O | 10 | C | 212000 | This commercial and industrial area is unable to grow or improve due to the lack of sufficient water supply for domestic, industrial or fire flow uses. Old, substandard and undersized water mains restrict property owners from remodeling, building new bus | This project involves installing water mains on S. Ninth Street. The main will be installed per City of Modesto Standards. The main will bring safe drinking water to businesses and residences with better pressure and more reliablity. Currently, the wat | 850000 | 2010-01-01 | 10 | Stockton District | S. Ninth Street Water Main Replacement
3710010 | 002 | HELIX WATER DISTRICT | O | 10 | C | 263642 | This Project is an infrastructure improvement project that replaces Helix's old cast-iron pipelines with new pipelines. Existing cast-iron pipes break and leak requiring the distribution system to be shut down and water deliveries to customers are impact | This Project is an infrastructure improvement project that replaces Helix's old cast-iron pipelines with new pipelines. This Project replaces 7,000 feet of cast-iron pipe with 7,000 feet of PVC pipe on Mt. Helix. The existing cast-iron pipe was installe | 1650000 | 2010-01-01 | 14 | San Diego District | Pipeline Project 1636 Mt. Helix B
3710010 | 003 | HELIX WATER DISTRICT | O | 10 | C | 263642 | This Project is an infrastructure improvement project that replaces Helix's old cast-iron pipelines with new pipelines. Existing cast-iron pipes break and leak requiring the distribution system to be shut down and water deliveries to customers are impact | This Project is an infrastructure improvement project that replaces Helix's old cast-iron pipelines with new pipelines. This Project replaces 6,850 feet of cast-iron pipe with 6,850 feet of PVC pipe in the unincorporated area of the County of San Diego i | 1450000 | 2010-01-01 | 14 | San Diego District | Pipeline Project 1818 El Canto/Toledo
3710010 | 005 | HELIX WATER DISTRICT | O | 10 | C | 263642 | This Project replaces 4 existing pumps with 3 new pumps and rehabilities an existing underground pump station including piping, electrical, and sitework. The existing pumps are near the end of their service life. Infrastructure inprovements are needed t | This Project replaces 4 existing pumps with 3 new pumps and rehabilities an existing underground pump station including piping, electrical, and sitework. The existing pumps are near the end of their service life. The three new pumps will be 2,400 gallon | 640000 | 2010-01-01 | 14 | San Diego District | Helix 1A Pump Station Replacement
3310031 | 007 | RIVERSIDE, CITY OF | O | 10 | C | 291398 | The Jurupa Avenue Pipeline Extension Project (Project) is located in the southwestern portion of the City of Riverside (City), west of State Route 91 and just south of the Santa Ana River, within the County of Riverside, California. There is an existing | The Project consists of constructing approximately 2,600 feet of new 16-inch ductile iron pipe within the Jurupa Ave. public street right-of-way to extend west from Van Buren Bl. to Rutland Ave. The new pipeline will be approximately 2,600 feet in length | 1198000 | 2010-01-01 | 20 | Riverside District | Jurupa Avenue Pipeline Extension
3310031 | 024 | RIVERSIDE, CITY OF | O | 10 | C | 291398 | The City of Riverside (City) is planning to expand the Gage Exchange Program in order to more fully utilize the Gage Canal Company’s (Gage Co.’s) share of water from the Gage Pipeline for domestic use in exchange for irrigation water supplied from the Riv | The Project would allow the City to receive 3,000 acre feet of potable water from the Gage Canal Company system in exchange for non-potable irrigation water from the City of Riverside’s system. To do this, approximately 12,405 lineal feet of 18-inch diam | 4284000 | 2010-01-01 | 20 | Riverside District | Riverside Canal and Gage Canal Exchange Project
3310031 | 025 | RIVERSIDE, CITY OF | O | 10 | C | 291398 | The City of Riverside (City) uses gaseous chlorine as a disinfectant for water treatment at most of its treatment facilities. The existing gaseous chlorination stations are within the cities of Riverside and San Bernardino, California and include the fol | The Project consists of replacing four gaseous chlorination stations. The new Sixth Street and Gage sodium hypochlorite stations (stations) have been designed for a capacity of 4,000 gallons each, and new Sunnyside and Garner B stations have been designe | 677800 | 2010-01-01 | 20 | Riverside District | Chlorination Stations (2009)
3310031 | 026 | RIVERSIDE, CITY OF | O | 10 | C | 291398 | In order to reduce their reliance on imported water from the Colorado River and the State Water Project, Western Municipal Water District (WMWD) is planning to purchase potable water from the City of Riverside (City). The City has three existing inter-ag | The project involves installation of approximately 5,250 feet of 16-inch ductile iron transmission main from Washington Street to Harbart Drive. The pipeline will convey water from the City’s existing Jackson Booster Station to the new Whitegates I Reser | 1500000 | 2010-01-01 | 20 | Riverside District | Bradley Street Transmission Main
3310031 | 030 | RIVERSIDE, CITY OF | O | 10 | C | 291398 | The City of Riverside is constructing an overpass bridge to separate railroad and street grades and eliminate the existing at-grade crossing to improve public safety and traffic conditions on Iowa Avenue in the northern part of the City. The City’s Wat | This project involves construction of approximately 2,500 feet of 16-inch ductile iron (DI) pre-treated potable water supply main and 2,500 feet of 12-inch DI potable water main extending from the north reach of the overpass near the Electric St. Well to | 4500000 | 2010-01-01 | 20 | Riverside District | Iowa Grade Separation Water Main Replacement
3310031 | 031 | RIVERSIDE, CITY OF | O | 10 | C | 291398 | The City of Riverside is constructing an underpass bridge to separate railroad and street grades and eliminate the existing at-grade crossing to improve public safety and traffic conditions on Magnolia Avenue in the central part of the City. The City’s | The project involves installation of approximately 2,300 feet of 8-inch ductile iron (DI) pipeline and 2,100 feet of 12-inch DI pipeline in the right-of-ways of the aforementioned public streets. A small portion of the new 8-inch and 12-inch DIP mains wi | 1500000 | 2010-01-01 | 20 | Riverside District | Magnolia Grade Separation Water Main Relocation (2009)
3310009 | 002 | EASTERN MUNICIPAL WD | O | 10 | C | 414710 | EMWD is dependent on imported water supplied by Met for about 80% of all water delivered. There is a need to develop additional local supplies. | Construct four additional groundwater production wells. (2 per yr) | 1300000 | 1998-01-01 | 20 | Riverside District | Develop local groundwater supplies (No. 1) (1997)
3310009 | 004 | EASTERN MUNICIPAL WD | O | 10 | C | 414710 | Due to extensive development storm water run-off has increased, and groundwater replenishment has decreased. This has resulted in increased reliance on imported water. | Construct a water harvesting facility at the San Jacinto Reservoir and equipment same with a pumping plant and piepline to recover the rain run-off so captured for groundwater recharge. | 770000 | 1998-01-01 | 20 | Riverside District | Stormwater capture system and recharge (1997)
3310009 | 005 | EASTERN MUNICIPAL WD | O | 10 | C | 414710 | Brine from the proposed Sun City desalination plant needs to be disposed of outside the boundaries of EMWD to protect local groundwater sources. | Purchase capacity in the Temescal Valley Regional Interceptor to convey the brine viw the Santa Ana Interceptor to convey the brine via the Santa Ana Interceptor to the County Sanitation District of Orange County treatment plant and purchase capacity | 10780000 | 1998-01-01 | 20 | Riverside District | Desalter brine disposal (1997)
3310009 | 013 | EASTERN MUNICIPAL WD | O | 10 | C | 414710 | The Vista pressure zone at elevation 1811' has insufficient storage (1 MG), and the adjacent regulated Homeland pressure zone at elevation 1785' has no storage at all. The resulting frequent low pressure problems pose possible water supply and quali | Combine both pressure zones and construct a 4.6 MG finished water storage tank and transmission pipeline. | 4118000 | 1998-01-01 | 20 | Riverside District | Vista and Highland pressure zones improvements (1997)
3310009 | 014 | EASTERN MUNICIPAL WD | O | 10 | C | 414710 | The Quail Valley II pressure zone has inadequate storage and transmission pipelines. The system has experienced reduced pressure problems during pump outages, exposing the domestic users to possible water quality problems. | Consuct a feasibility study complete with fieldwork to determine what will be needed in terms of a new finished water storage tank and/or additional transmission pipelines. | 100000 | 1998-01-01 | 20 | Riverside District | Quail Valley II feasibility study (1997)
3310009 | 016 | EASTERN MUNICIPAL WD | O | 10 | C | 414710 | The Manzinta pressure zone has inadequate finished water storage (0.25 MG). Two adjacent but separate systems are regulated pressure zones which have no storage at all. In case of pump failure these zones will lose pressure and are potentially … | Consolidate the three systems, costruct a 3.4 MG finished water tank and transmission pipelines. | 4130000 | 1998-01-01 | 20 | Riverside District | Manzinita pressure zone transmission and storage upgrades (1997)
3310009 | 017 | EASTERN MUNICIPAL WD | O | 10 | C | 414710 | The Winchester Ranch finished water storage tank was constructed in 1990 by CFD-161. Due to economic conditions since that time the connecting transmission pipeline was never built. This storage capacity is now urgently needed. | Construct the transmission pipeline needed to activate the Winchester Ranch tank. | 477360 | 1998-01-01 | 20 | Riverside District | Winchester Ranch transmission improvements (1997)
3310009 | 018 | EASTERN MUNICIPAL WD | O | 10 | C | 414710 | The Walthers Tank is severly corroded and structurally unsound as well as undersized. This situation is a concern both as regards to water quality and to water availability. | Replace this 0.23 MG tank with a new 0.5 MG finished water tank. | 250000 | 1998-01-01 | 20 | Riverside District | Walthers Tank replacement (1997)
3310009 | 019 | EASTERN MUNICIPAL WD | O | 10 | C | 414710 | The Soboba finished water tank is undersized, leaking and built on a potential landslide area. The supply line to the tank is leaking posing potential water quality problems. The pump station needs to be upgraded and relocated. | Replace existing 0.21 MG tank with a new 0.315 MG finished water tank in a new location. Replace the leaky distribution pipeline and build a new pump station. | 1155000 | 1998-01-01 | 20 | Riverside District | Soboba tank replacement (1997)
3310009 | 020 | EASTERN MUNICIPAL WD | O | 10 | C | 414710 | Two finished water storage tanks in the 1719 elevation pressure zone (Tres Cerritos I and II), have a combined capacity of 15 MG. These tanks are connected to the distribution system with an inadequate 12" pipeline. Stagnant water in storage threat | Install 2,675 feet of 30" diameter pipeline to connect the tanks to the distribution system. This also requires the installation of 6,400' of 18" diameter raw water pipeline. | 1069500 | 1998-01-01 | 20 | Riverside District | Tres Cerritos take pipeline upgrade (1997)
3310009 | 021 | EASTERN MUNICIPAL WD | O | 10 | C | 414710 | Two tanks in 1627 zone (Citrus I and II) have a combined capacity of 11.4 MG. These tanks are connected to the distribution system with an inadequate 18" pipeline. As a result, stagnant water in storage threatens the water quality in the zone. | Install 3,500' of 30" pipeline to connect the Citrus tanks to the distribution system. | 1033000 | 1998-01-01 | 20 | Riverside District | Citrus I and II tanks pipeline upgrades (1997))
3310009 | 036 | EASTERN MUNICIPAL WD | O | 10 | C | 414710 | EMWD has numerous pumping plants in its 550 square miles service area. A large number of these do not have a back-up pump and/or redundant power supply. Reliability of the water supply in the areas is becoming a real problem. | Develop an anuual program to evaluate the various pumping plants and equip them with back-up pumps and/or redundant power supply as needed. | 250000 | 1998-01-01 | 20 | Riverside District | Pumping plants upgrade program (1997) (1)
3310009 | 041 | EASTERN MUNICIPAL WD | O | 10 | C | 414710 | A number of finished water storage tanks have become severely corroded, posing a contamination problem as well as possible tank failure. | Schedule a program of annual corrosion repairs, and interior and exterior coatings for at least three tanks each year. In addtion, where necessary, install cathodic protection, sampling ports, dual manway access, safety leadders and platforms. | 500000 | 1998-01-01 | 20 | Riverside District | Storage tank corrosion repairs and recoating (1997) (1)
3310009 | 046 | EASTERN MUNICIPAL WD | O | 10 | C | 414710 | The groundwater in the Perris, Sun City, and Menifee area has become unusable due to high TDS caused by agricultural operations. | Drill and develop three extraction wells along McLaughlin St. in south Perris to extract the contaminated groundwater for susequent treament at the proposed Sun City desalination plant. | 2501000 | 1999-01-01 | 20 | Riverside District | Desal in Perris-Sun City-Menifee area (1997)
3310009 | 051 | EASTERN MUNICIPAL WD | O | 10 | C | 414710 | Salinity contamination of groundwater supplies due to rising groundwater | Construct extraction wells, pipelines and reverse osmosis desalination facility to control hydraulic gradients and remove salt from subbasin. | 10000000 | 2002-01-01 | 20 | Riverside District | Extraction and desal (2002)
3710042 | 004 | SAN DIEGO COUNTY WATER AUTHORITY | O | 10 | C | 3140000 | The need for vehicle barriers that deter vehicles from driving up walkways and entrances to the San Diego County Water Authority office building, operations control center, and critical facilities, and beefing up fencing and gate access to critical water | Harden walls, perimeter fences and gates around critical facilities; install vehicle barriers at office buildings, operations control center, and at critical water facilities to deter vehicles from driving up walkways and entrances. This project is rated | 200000 | 2010-01-01 | 14 | San Diego District | Fencing and Barricades at Critical Facilities
3710042 | 006 | SAN DIEGO COUNTY WATER AUTHORITY | O | 10 | C | 3140000 | The need for improved surveillance security at San Diego County Water Authority critical infrastructure facilities was identified in the required Vulnerability Assessment submitted to USEPA. Significant progress has been made; however surveillance techno | Install video surveillance equipment at critical locations within the aqueduct system and install upgraded alarm response monitoring system at the Escondido Operations Center. Surveillance equipment will be installed at five key delivery system locations | 430000 | 2010-01-01 | 14 | San Diego District | Video Surveillance Equipment at Aboveground Facilities
3710042 | 007 | SAN DIEGO COUNTY WATER AUTHORITY | O | 10 | C | 3140000 | The need for redundancy in the San Diego County Water Authority water control communication system was identified in Vulnerability Assessments submitted to the USEPA. Mitigating consequences of a terrorist attack, earthquake, or other natural disaster in | Install a microwave communication system with a network of five microwave towers, fiber optic lines, private leased lines, switches, and routers that ensures alternate routes to move data back to the operations control center and out again to the flow con | 1750000 | 2010-01-01 | 14 | San Diego District | Microwave Communication System
1910067 | 032 | LOS ANGELES-CITY, DEPT. OF WATER & POWER | O | 10 | C | 4071873 | The Stage 2 Disinfectant/Disinfection Byproducts Rule lowers the maximum contaminant level for TTHMs and HAAs to 0.080 milligram per liter (mg/L) and 0.060 mg/L respectively. In order to meet these requirements the Department of Water and Power is conver | The Manhattan Wells Ammoniation Station project consists of the construction of a single story concrete or concrete block building (approximately 32 ft. by 50 ft.) to house ammoniation and water softener equipment. The building will house two 3,200 gallo | 6646395 | 2010-01-01 | 15 | Metropolitan District | Manhattan Wells Ammoniation Station
1910067 | 035 | LOS ANGELES-CITY, DEPT. OF WATER & POWER | O | 10 | C | 4071873 | The Stage 2 Disinfectant/Disinfection Byproducts Rule lowers the maximum contaminant level for TTHMs and HAAs to 0.080 milligram per liter (mg/L) and 0.060 mg/L respectively. In order to meet these requirements the Department of Water and Power is conver | The 99th Street Wells Ammoniation Station project consists of the construction of two concrete or concrete block buildings to house the ammoniation and water softener equipment. The project also includes replacing the existing sodium hypochlorite system | 6732830 | 2010-01-01 | 15 | Metropolitan District | 99th Street Wells Ammoniation Station
1900904 | 002 | ACTON CONSERVATION CAMP # 11 | O | 10 | P | 90 | Inadequate storage at camp to serve current and future population. | Add additional 100,000 gallon water storage tank to serve current and future expanded camp population. | 200000 | 2010-01-01 | 16 | Central District | Add additional storage tank to meet needs of current population
1900007 | 003 | CALIFORNIA CONSERVATION CAMP # 14 | O | 10 | P | 95 | The interior of the needs to be thoroughly cleaned and disinfected following all AWWA standards as required in a Department of Public Health inspection report dated October 9, 2008. | Install a temporary 5,000 gallon polyetheylene storage tank on existing tank site to provide a temporary water system to the camp. Clean bottom of existing water tank by using high pressure water, shovels and disinfect tank. | 48000 | 2010-01-01 | 16 | Central District | Clean and Disinfect interior of 250,000 gallon stell water storage tank
1000190 | 002 | LONE STAR SCHOOL | O | 10 | P | 347 | Single well; well exceeds DBCP standards | New well and / or DBCP treatment | 500000 | 2010-01-01 | 23 | Fresno District | Lone Star School Well Replacement - DBCP
1503140 | 001 | FRAZIER MOUNTAIN HIGH SCHOOL | O | 10 | P | 500 | Frazier Mountain High School has only well. Therefore, the water system is unreliable. | As part of this project, the Frazier Mountain High School will either drill a new well or develop intertie with Lebec CWD. | 500000 | 2009-01-01 | 19 | Tehachapi District | Frazier Mountain High School-New Well/Intertie with Lebec CWD
1503341 | 002 | TEJON-CASTAC WATER DISTRICT-15 &LAVAL RD | O | 10 | P | 1000 | Impurities in water and sediment buildup in tank. | Install water filtration system. | 70000 | 2007-01-01 | 19 | Tehachapi District | Water Quality Improvement
1503341 | 003 | TEJON-CASTAC WATER DISTRICT-15 &LAVAL RD | O | 10 | P | 1000 | Down hole failure at Rose Well. | Pull and repair well. | 100000 | 2007-01-01 | 19 | Tehachapi District | Well rehabilitation
1503341 | 004 | TEJON-CASTAC WATER DISTRICT-15 &LAVAL RD | O | 10 | P | 1000 | Current water production at capacity, unable to meet anticipated growth. | Domestic water filtration expansion. | 500000 | 2007-01-01 | 19 | Tehachapi District | Increase water source capacity
1900764 | 002 | HENNINGER FLATS | O | 10 | N | 25 | Henniger Flats potable water is fed from a horizontal spring which flows through primitive filtration systems and then into a 6,500 cement block tank which is in bad disrepair, leaking and exposed to the elements. Currently, we have bypassed this tank an | Destroy current cement block tank and install a new secured tank in its place to meet AWWA standards. | 200000 | 2010-01-01 | 16 | Central District | Tank Replacement
1900764 | 003 | HENNINGER FLATS | O | 10 | N | 25 | Henniger Flats is a historic, recreational site serving approximately 300 campers and hikers weekly in high season. The water is supplied from a spring located in a cement and metal structure. The current chlorination system has been consistently failin | Replace current chlorination system with modern system, including a secured structure to enclose the system. | 200000 | 2010-01-01 | 16 | Central District | Replace chlorination system and structure enclosing the system
3600193 | 001 | Park Moabi | O | 10 | N | 25 | The water system at the park site is over 40 years old and although newer wells been installed recently as the system has expanded and newer connections have been made the system still relies upon the original design and equipment installed and haphazardl | The project aims to seek the consultation with a hydro-geologist to evaluate the current wells in order to diagnose production issue and advice of adaptation to exist well or the possible addition of a new well location as needed to improve production and | 800000 | 2010-01-01 | 13 | San Bernardino District | Moabi Regional Park Water System Improvements
5000165 | 001 | WOODWARD RESERVOIR WATER SYSTEM | O | 10 | N | 26 | ONE OR TWO OF THE FOUR WELLS SUBJECT TO COLIFORM CONTAMINATION DISTRIBUTION SYSTEM INADEQUATE | REPLACE WELL PUMP AND ELECTRICLA COMPONENTS. REPLACE/IMPROVE CHLORINATION SYSTEM. OTHER = DESIGN AND CONSTRUCTION | 35000 | 1998-01-01 | 10 | Stockton District
5000239 | 001 | LA GRANGE PARK-OHV | O | 10 | N | 26 | INADEQUATE SUPPLY AND OUTDATED ELECTRICAL | REPAIR OR REPLACE SECONDARY SUBMERSIBLE PUMP. INCREASE STORAGE CAPACITY, REPLACE ELECTRICAL SYSTEM. OTHER = DESIGN AND CONSTRUCTION | 25000 | 1998-01-01 | 10 | Stockton District
5000395 | 001 | BASSO BRIDGE FISHING/BOATING ACCESS | O | 10 | N | 26 | INADEQUATE SUPPLY AND PRESSURE | INSTALL LARGER PUMP, ADDITIONAL STORAGE AND PRESSURE SYSTEM. OTHER = DESIGN AND CONSTRUCTION. | 45000 | 1998-01-01 | 10 | Stockton District
3600707 | 001 | Snow Summit Ski Corp | O | 10 | N | 30 | Inadequate storage capacity | Design and construct new facilities | 300000 | 1999-01-01 | 13 | San Bernardino District
3600585 | 002 | Thousand Pines Amer. Ctr. | O | 10 | N | 120 | As a non-profit camp, in the San Bernardino Mountains, we currently have four wells, one of which we have designated (100,000 gallons) for the fighting of fires, if that need occurs. As a result, we now have a shortage of drinking water for our camp needs | In order to build the new well, we will need to have some piping done, distribution infrastructure as well as a new tank. | 85000 | 2010-01-01 | 13 | San Bernardino District | Thousand Pines Camp-New Well Project
1000058 | 002 | MUSICK CREEK TRACT ASSOCIATION | O | 10 | N | 165 | ADDITIONAL STORAGE TO IMPROVE THE EXISTING VOLUME PROVIDED BY THE THREE STORAGE TANKS. | CONSRUCT A 80,000 GALLON STORAGE TANK. | 60000 | 2000-01-01 | 23 | Fresno District
1000058 | 003 | MUSICK CREEK TRACT ASSOCIATION | O | 10 | N | 165 | THE STORAGE TANKS HAVE A COMMON INLET/OUTLET PIPE FROM THE WELLS. | INSTALL A SEPARATE INLET PIPE FROM THE WELLS TO THE STORAGE TANKS. | 50000 | 2001-01-01 | 23 | Fresno District
1000058 | 004 | MUSICK CREEK TRACT ASSOCIATION | O | 10 | N | 165 | Inadequate water storage facilities. | Construct 80,000 gallon storage tank. | 90000 | 2005-01-01 | 23 | Fresno District
3600756 | 001 | Oak Glen Chstn Conf Centr | O | 10 | N | 180 | Our 216,000 gallon tank reservoir needs repairs to the steel lid and repainting inside and out. This tank is fifty years old and because we are a not for profit entity funds for these repairs are not available in house. We serve over three thousand inter | We will replace the steel lid with new and repaired sections and epoxy the inside and outside of the steel reservoir including the floor with health department recommended coatings. We will also provide proper drainage around the exterior of the tank. Thi | 55000 | 2010-01-01 | 13 | San Bernardino District | Oak Glen Christian Conference Center Tank Restoration
3600756 | 002 | Oak Glen Chstn Conf Centr | O | 10 | N | 180 | We are a conference center serving over three thousand inter city individuals anually. Our water system was installed over fifty years ago and as you may imagine our fire suppression system is non existant. We need to install a complete fire suppression | We will install a complete 6" fire line on our 46 acre mountain situated conference center. This will include fire hydrants, pumps, generators, piping and engineering required to construct an adquate system. | 2500000 | 2010-01-01 | 13 | San Bernardino District | Oak Glen Christian Conference Center Fire Suppression Upgrade
0900112 | 001 | CANDLELIGHT VILLAGE WATER SYST | O | 5 | C | 35 | This system is for a mobilehome park. Part of the park is for mature adults only. The old section of the park was built in the 1960's and has no fire hydrants in it. There is also no metering of the old park and the supply piping will need to be modified | This project will include drilling for at least one more well, the installation of two 15,000 gal storage tanks, the laying of about 4000 feet of water line. Installation of fire hydrants to areas not covered by hydrants now, and installaion of dry hydran | 300000 | 2010-01-01 | 9 | Sacramento District | Source and Storage Capacity Expansion Fire Suppresion and Lot Metering
4900893 | 001 | WEST WATER COMPANY (PUC) | O | 5 | C | 50 | System consists of 63 foot deep well with 2,500 gallons of storage. System has no disinfection and experiences low pressures under peak demands. | Storage tank with high service pumps and water mains, meters | 750000 | 2004-01-01 | 18 | Sonoma District
0707501 | 002 | ANGLER S RANCH #3 | O | 5 | C | 60 | Installation of water meters will encourage water conservation as we would change our billing from a flat rate to charging by volume.Having a main meter, and a meter at each residence will allow us to find and repair any leaks in the water main. Property | Meter installed at the pump house to monitor total water pumped.Meters installed at each residence to monitor individual property owner use.Submersible pump installed in place of surface pump to eliminate cavitation problem due to dropping water table. | 80000 | 2010-01-01 | 4 | San Francisco District | Installation of usage meters and pump replacement
4200822 | 002 | SANTA RITA WATER CO OS | O | 5 | C | 66 | No individual user meters to monitor consumption, having same would promote water conservation | install individual user water meters | 20000 | 2000-01-01 | 6 | Santa Barbara District
3700933 | 002 | PALOMAR MOUNTAIN MUTUAL WATER CO. | O | 5 | C | 70 | system is old and failing with non-standard, undersized iron lines partially exposed to mountain extreme elements. Lines and tanks are leaky and eperience frequeing failures resulting in lengthy water outages due to the fact that the line crosses remot | Project will replace the old and failing remote water line with a reliable 4" line, replace old tanks with a new one doubling the storage capacity and installing a remote portable generator for reliable water supply especially in winter when wells are | 834973 | 2010-01-01 | 14 | San Diego District | Palomar Water System Improvement, Reliability and Security Project
2701040 | 002 | MCCOY RD WS #05 | O | 5 | C | 72 | Water system has no storage. Needs 50,000 gallons storage. | Install storage tanks | 80000 | 2000-01-01 | 5 | Monterey District
1500540 | 001 | PINON HILL WATER COMPANY | O | 5 | C | 75 | WATER QUALITY PROBLEMS - NONE OVER THE MCL | DRILL NEW WELL. OTHER - DESIGN AND CONSTRUCTION | 75000 | 2001-01-01 | 19 | Tehachapi District | New Well with better Quality
1500447 | 002 | SIERRA BREEZE MUTUAL WATER COMPANY | O | 5 | C | 144 | 30-year old bolted steel storage tank requires replacement; flow meters needed to ensure 50/50 blend of two system wells | procure and instal new 20,000-gallon tank and flow meters on the wells | 30000 | 2005-01-01 | 19 | Tehachapi District
4400599 | 001 | SUNSET BEACH MUTUAL WATER CO | O | 5 | C | 150 | System has problem with salt water intrusion. | Construct pipeline to City of Watsonville water supply. | 510000 | 1998-01-01 | 5 | Monterey District
4900611 | 001 | RAINS CREEK WATER DISTRICT | O | 5 | C | 150 | Need remote telemetry unit to monitor tank levels and chlorine conc. | Install remote telemetry unit to monitor tank levels and chlorine conc. | 50000 | 1999-01-01 | 18 | Sonoma District
4200560 | 004 | SISQUOC #1 | O | 5 | C | 200 | Aging water mains in this very small system lead to a high number of leaks, unacceptable water loss, low pressure to our customers, and insufficient fire flows. | Replacing these aging water mains in this very small system will solve the issues of high leak numbers, unacceptable water loss, low pressure to our customers, and insufficient fire flows. | 575000 | 2010-01-01 | 6 | Santa Barbara District | Sisquoc - Main Replacements
4400660 | 001 | RANCHO SAN ANDREAS | O | 5 | C | 200 | Well pump failed and needs to be replaced | Purchase and install new well pump and motor in existing well | 3500 | 2000-01-01 | 5 | Monterey District
5601117 | 002 | SENIOR CANYON MUTUAL WATER CO | O | 5 | C | 450 | Needs additional storage capacity | Add a reservoir | 142393 | 1998-01-01 | 6 | Santa Barbara District
5601117 | 003 | SENIOR CANYON MUTUAL WATER CO | O | 5 | C | 450 | Improvements needed in horizontal well. | Renovate horizontal well | 46000 | 1998-01-01 | 6 | Santa Barbara District
5601117 | 004 | SENIOR CANYON MUTUAL WATER CO | O | 5 | C | 450 | Needs to upgrade distribution pipelines. | Replace ancors, cable and pipeline. | 199836 | 1998-01-01 | 6 | Santa Barbara District
5601117 | 008 | SENIOR CANYON MUTUAL WATER CO | O | 5 | C | 450 | Needs to aqcuire the privately owned parcel to protect watershed. | Purchase this privately owned parcel. | 120000 | 1998-01-01 | 6 | Santa Barbara District
4000568 | 008 | SAN SIMEON CSD | O | 5 | C | 499 | This project is intended to address reliability issues that have occurred due to age and reliability of SCADA and telemetry facilities. Equipment failures, loss of communication, antiquated equipment and unsupported proprietary equipment are main concern | This project involves replacing outdated and unreliable telemetry equipment associated with the District water supply system. This includes wellhead control and status monitoring, emergency alarms, groundwater level reporting, reservoir level reporting, | 110805 | 2010-01-01 | 6 | Santa Barbara District | Wellfield SCADA/Telemetry Repair
2800521 | 004 | CIRCLE WATER DISTRICT | O | 5 | C | 500 | Circle Oaks water is provided by a single 150 foot deep well and springs. The well is capable of 90 GPM and the springs 28 GPM. The spring source has been interrupted after past earthquakes although this has resolved in 1-2 weeks. If the springs are in | Drill a test well in a location determined by geological survey. Drill production well, seal well to 50' below the surface. Provide motor and pump to allow 100 GPM to be supplied to filter plant, provide pump control equipment to allow automatic pump con | 207000 | 2010-01-01 | 3 | Mendocino District | Circle Oaks Water Source Augmentation
5700797 | 001 | MONROE/LEINBERGER CNTR - FOOD/WATER | O | 5 | C | 500 | Yolo County (County) and the City of Woodland (City) are interested in interconnecting water systems between the City and the County's Monroe Detention Center. The purpose of the interconnection is to improve the overall reliability of both water systems | We intend to do the follwing:1) Redo all piping so it comply's with city needs2) Add a new PGE transformer and meter so the well is off of Monroes Elerctrical system3) Generator for Power loss. 4) Upgrade all Controls for well. Currently it is a hard star | 475000 | 2010-01-01 | 9 | Sacramento District | Yolo County: Monroe well Upgrade
1900803 | 006 | EL DORADO MUTUAL WATER CO. | O | 5 | C | 648 | Our existing 2 Pressure pumps are old and inefficient. They cycle using an old mercury based relay pressure sensor. If we were to ever intertie with our 3 nearby mutual water companiesand need to supply them with emergency water, the existing pumps could | Two new vertical pumps and a variable frequency drive with an electrical system upgrade (including wiring, panels, sensors etc.) would increase efficiency, reduce cost, provide increase flow to other agencies in case of emergency, and provide a consistant | 100000 | 2010-01-01 | 15 | Metropolitan District | 2 Vertical Pressure Pumps With Variable Frequency Drive (2009)
1900803 | 007 | EL DORADO MUTUAL WATER CO. | O | 5 | C | 648 | We have no guaranteed emergency backup and only one well. AVEK is our only backup, and although they have always helped us out, the written agreement is that they can shut down our connection at any time. This written agreement is also true with the 3 Mut | Basically this would be a connection to 4 other water companies. The connection to LA County Water would require a vault on 10th street W., and would be a one way connection - we would buy water from them in case of an emergency. The other 3 Mutuals (West | 260000 | 2010-01-01 | 15 | Metropolitan District | LA County Intertie With El Dorado (2009)
1900803 | 009 | EL DORADO MUTUAL WATER CO. | O | 5 | C | 648 | Our water yard faces a busy 5 lane road - it has a lot of visibility. The site is unmanned both day and night. | For a security system we would install an infrared video camera system. The video would be stored on hard drive at the site, internet accessible, and dial maintenance cell phone if suspicious movement was detected. A seperate system that would monitor th | 60000 | 2010-01-01 | 15 | Metropolitan District | Security System - El Dorado Water Co. Yard (2009)
2910007 | 002 | NEVADA ID - CASCADE SHORES | O | 5 | C | 978 | Degradation of treated water in storage due to dilapidated redwood tank. | Replace the redwood tank with a welded steel tank. | 95000 | 1998-01-01 | 21 | Valley District
2910007 | 003 | NEVADA ID - CASCADE SHORES | O | 5 | C | 978 | Degradation of treated water in storage due to dilapidated redwood tank. | Replace the redwood tank with a welded steel tank. | 110000 | 1998-01-01 | 21 | Valley District
3910014 | 001 | SAN JOAQUIN COUNTY-RAYMUS VILLAGE | O | 5 | C | 1086 | SYSTEM COULD USE ANOTHER WELL. | DRILL NEW WELL. OTHER = DESIGN AND CONSTRUCTION | 450000 | 1998-01-01 | 10 | Stockton District
4210021 | 001 | GOLDEN STATE WATER COMPANY - TANGLEWOOD | O | 5 | C | 1498 | This small system is currently supplied by two wells, one of which is not useable due to very high nitrate and well construction issues. This well is scheduled to be destroyed, leaving essentially one well and a purchased water connection. The purchased | Construct new 0.36 MG storage tank, new booster station with standby power, and transmission pipelines from well to tank. | 2500000 | 2010-01-01 | 6 | Santa Barbara District | Tanglewood - Reservoir and Booster Station
4210021 | 002 | GOLDEN STATE WATER COMPANY - TANGLEWOOD | O | 5 | C | 1498 | This small system is currently supplied by two wells, one of which is not useable due to very high nitrate and well construction issues. This well is scheduled to be destroyed, leaving essentially one well and a purchased water connection. The purchased | A new, deep well needs to be constructed that will draw water from an aquifer uncontaminated by nitrates, and that will provide a more reliable and less expensive source of water for our customers. | 2000000 | 2010-01-01 | 6 | Santa Barbara District | Tanglewood - Tanglewood Well #3
3310030 | 001 | PINE COVE WATER DISTRICT | O | 5 | C | 1500 | The Pine Cove Water District is located at an altitude of 6500 ft. in the San Jacinto Mountains. Our only access to water is through wells. With the continuing drought that California is experiencing, this could prove to be a very large problem. Theref | Test wells will be drilled to find sufficient water sources for use in the future or in times of severe drought. We already have C.E.Q.A. approval for 12 test holes to be drilled. Drilling new test wells will ensure us of a sufficient water supply in ti | 160000 | 2010-01-01 | 20 | Riverside District | PCWD Test Well Drilling Project
5610035 | 001 | RIO MANOR MUTUAL WATER CO | O | 5 | C | 1500 | Replace fire hydrants, install service meters. | Replace 4 inch diameter hydrants with 6 inch diameter. Install meters to reduce water usage. | 150000 | 1999-01-01 | 6 | Santa Barbara District
5610035 | 002 | RIO MANOR MUTUAL WATER CO | O | 5 | C | 1500 | Substandard system reliability. | Facility replacements and improvements | 1000000 | 1998-01-01 | 6 | Santa Barbara District
1910035 | 003 | KINNELOA IRRIGATION DIST. | O | 5 | C | 1650 | Eliminate specific dead ends in the distribution system on Windover and Villa Heights Road. | Extend distribution line from 1900 Windover Road to 2090 Villa Heights. | 79000 | 1999-01-01 | 7 | Hollywood District | Dead end elimination project: Windover and Villa
1910035 | 005 | KINNELOA IRRIGATION DIST. | O | 5 | C | 1650 | Eliminate specific dead ends at 2090 Villa Heights Road and Crystal Lane. | Extend transmission line from 2090 Villa Heights Road to Crystal Lane. | 200000 | 1999-01-01 | 7 | Hollywood District | Dead end elim proj Villa heights and Crystal Ln
1910035 | 006 | KINNELOA IRRIGATION DIST. | O | 5 | C | 1650 | Eliminate specific dead ends in the distribution system on Larmona Drive and Kinneloa Canyon Road. | Extend distribution line from Larmona Drive to 1908 N. Kinneloa Canyon | 88000 | 1999-01-01 | 7 | Hollywood District | Dead end elim proj Lamona and Kinneloa Cnyon
3710041 | 002 | MAJESTIC PINES COMMUNITY SD | O | 5 | C | 1964 | Existing reservoir was constructed in the 1940's or 1950's. Concrete construction with hypolon liner. This structure began to leak slightly about 18 months ago and we have looked into re-lining it. Based on the age of this structure and its current con | Project would involve the design, engineering, construction and hooking up of a 350,000 gallon steel reservoir on our existing Whispering Pines Reservoir site. We are hopeful that this can be done without destroying the existing reservoir thereby enablin | 500000 | 2010-01-01 | 14 | San Diego District | Whispering Pines Reservoir replacement
3710041 | 003 | MAJESTIC PINES COMMUNITY SD | O | 5 | C | 1964 | Our existing backwash evaporation pond at the Kentwood Treatment facility is not lined. This means that the oxidized iron filtered out of our well water at this site could possibly seep back into the ground. Our other two newer treatment facilities have | This project would involve the planning, design and construction of a proper evaporation pond at our Kentwood Treatment plant replacing the existing unlined structure.Project would consist of the excavation of the old pond and properly disposing of materi | 150000 | 2010-01-01 | 14 | San Diego District | Kentwood Treatment Plant Evaporation Pond
4110020 | 003 | PALO ALTO PARK MUTUAL WATER COMPANY | O | 5 | C | 2500 | The water system is entirely dependent on PG&E electrical power. We consume an enormous amount of engery. This secondary source would be helpful, save money and energy thus ensuring a more efficient and economically operating water company. | This project will consist of installation of 144 solar panels, inverters and storage facilities at the yard of the existing facility in East Palo Alto, California. | 252564 | 2010-01-01 | 17 | Santa Clara District | Solar Power for Water System
4110020 | 006 | PALO ALTO PARK MUTUAL WATER COMPANY | O | 5 | C | 2500 | Palo Alto Park Mutual Water Company Sand Separators for Well #5 and Well #7The work will include installation of 500 gpm centrifugal-action sand separators on the discharge piping of Well #5 and Well #7 for Palo Alto Park Mutual Water Company.The reason t | Sand Separators for Well #5 and Well #7Site Plan of FacilitiesPalo Alto Park Mutual Water CompanyThe work will include installation of 500 gpm centrifugal-action sand separators on the discharge piping of Well #5 and Well #7 for Palo Alto Park Mutual Wate | 62100 | 2010-01-01 | 17 | Santa Clara District | Sand Separator
3910017 | 001 | SAN JOAQUIN COUNTY-MOKELUMNE ACRES | O | 5 | C | 3640 | THREE OF THE SYSTEM'S WELLS HAVE DBCP GREATER THAN THE MCL | DRILL NEW WELLS TO REPLACE CONTAMINATED WELLS. OTHER = DESIGN AND CONSTRUCTION | 1500000 | 1998-01-01 | 10 | Stockton District
2910014 | 002 | NEVADA ID - LAKE OF PINES | O | 5 | C | 5326 | Degradation of treated water in storage due to dilapidated redwood tanks. | Replace both redwood tanks with welded steel tank. | 420000 | 1999-01-01 | 21 | Valley District
0310003 | 009 | ACWA SUTTER CREEK | O | 5 | C | 5458 | The Amador Canal conveyance system is a 23 mile open ditch system from Lake Tabeaud to the Tanner Water Treatment Plant (WTP) in Sutter Creek. The source is the Mokelumne River via Lake Tabeaud. The system was originally built in the 1850’s to convey ra | The project would pipe the existing 23 mile canal to continue unfiltered-raw water service intended for agricultural uses. Piping the canal would continue to sustain the current service by maintaining pressures and reliability. Additionally, piping the | 4700000 | 2007-01-01 | 10 | Stockton District | Small Diameter Pipeline Ditch Conveyance Conversion Project
3110026 | 002 | NEVADA ID - NORTH AUBURN | O | 5 | C | 6320 | Potential for contamination of treated water and prolonge water outages due to structural failure of reinforced concrete roof of Clearwell tank. | Install temporary shoring, patch cracks and holes, relocate system pumps, and replace roof. Involves design and construction. | 560000 | 1998-01-01 | 2 | Lassen District | Clearwell tank replacement (1997)
3110026 | 003 | NEVADA ID - NORTH AUBURN | O | 5 | C | 6320 | Inadequate system storage for diurnal demands and emergency reserves. | Add 3.0 MG storage tank. Involves design and construction. | 1700000 | 1999-01-01 | 2 | Lassen District | New 3 mg storage (1997)
4010014 | 004 | CAMBRIA COMM SERVICES DIST | O | 5 | C | 6500 | Needs to improve source capacity for maximum demand conditions. | Seawater desalination plant with beach wells | 10000000 | 1999-01-01 | 6 | Santa Barbara District
4010014 | 005 | CAMBRIA COMM SERVICES DIST | O | 5 | C | 6500 | Needs to upgrade distribution mains for earthquake safety. | Provide alternate temporary routing of the pipeline during construction and replacement of at least 300 ft. of pipeline. | 150000 | 1999-01-01 | 6 | Santa Barbara District
4010014 | 009 | CAMBRIA COMM SERVICES DIST | O | 5 | C | 6500 | The water master plan adopted by the Cambria Community Services District Board of Directors on September 25th, 2008 included a recommendation to install wireless Supervisory Control and Data Acquisition (SCADA) equipment on its water distribution system. | The use of overhead land-lines for remote monitoring and alarms has proven to be unreliable in Cambria due to falling trees during storms. Such failures can come at the most critical times, which would be particularly true during a major fire. Past fa | 253000 | 2010-01-01 | 6 | Santa Barbara District | Water System Supervisory Control and Data Aquisition Installation
3610062 | 003 | RUNNING SPRINGS WATER DISTRICT | O | 5 | C | 6713 | Limited source capacity requiring the purchase of outside water | Drill new well | 125000 | 1998-01-01 | 13 | San Bernardino District | Additional well
3610062 | 011 | RUNNING SPRINGS WATER DISTRICT | O | 5 | C | 6713 | Limited storage capacity | Construct 200k gallon reservoir | 160000 | 1999-01-01 | 13 | San Bernardino District | Additional Storage Tank
2610001 | 003 | MAMMOTH CWD | O | 5 | C | 8214 | Due to aging infrastructure, Mammoth Community Water District (MCWD) water supply wells #15 and #20 are exhibiting a declining efficiency and loss of production capacity. Production losses are impacting the ability of MCWD to meet current water supply dem | Mammoth Community Water District proposes to chemically treat and physically remove encrustations in the well casings of supply wells #15 and #20. Rehabilitation of wells #15 and #20 in the above manner would improve both production and reliability of bo | 200000 | 2010-01-01 | 13 | San Bernardino District | Mammaoth Community Water District: Wells #15 and #20 Rehabilitation
2610001 | 005 | MAMMOTH CWD | O | 5 | C | 8214 | The Mammoth Community Water District (MCWD) Lake Mary Water Treatment Plant is exhibiting more frequent and longer backwashes through aging filters. The reduction in effectiveness of the filter media results in higher energy consumption for water quality | Mammoth Community Water District proposes to replace the existing filter media with Best Available Technology filter media consisting of a graded gravel base layer, two graded sand layers and an anthrocite coal layer. This project would ensure production | 100000 | 2010-01-01 | 13 | San Bernardino District | Mammoth Community Water District: Lake Mary Treatment Plant Filter Replacement
2610001 | 006 | MAMMOTH CWD | O | 5 | C | 8214 | Due to aging infrastructure, Mammoth Community Water District (MCWD) water supply wells #1, #15 and #20 are exhibiting a declining efficiency and loss of production capacity. Production losses are impacting the ability of MCWD to meet curre | To improve production and reliability of the MCWD supply wells, #15 and #20 require chemical treatment and physical removal of encrustations in the well casings. Supply well #1 requires a new variable frequency drive motor. | 300000 | 2010-01-01 | 13 | San Bernardino District | MCWD Well Rehabilitation: Wells #1, #15 and #20
2610001 | 008 | MAMMOTH CWD | O | 5 | C | 8214 | The Mammoth Community Water District (MCWD) Lake Mary Treatment Plant is exhibiting more frequent and longer backwashes through aging filters. The reduction in effectiveness of the filter media results in higher energy consumption for water quality mainte | Mammoth Community Water District proposes to replace the existing filter media with Best Available Technology filter media consisting of a graded gravel base layer, two graded sand layers and an anthrocite coal layer. | 100000 | 2010-01-01 | 13 | San Bernardino District | MCWD: Filter Replacement at Lake Mary Treatment Plant
2610001 | 010 | MAMMOTH CWD | O | 5 | C | 8214 | The Mammoth Community Water District (MCWD) Groundwater Treatment Plants #1 and #2 are experiencing treatment failures resulting in arsenic levels as high as 13 ppb. The California Department of Public Health (CDPH) requires arsenic maximum contaminant le | To achieve compliance with the arsenic MCL rule, MCWD has retained the services of HDR engineering to evaluate the best available treatment option for arsenic removal. To achieve compliance with the Lead and Copper MCL rule, MCWD proposes to add aeratio | 5600000 | 2010-01-01 | 13 | San Bernardino District | MCWD: Groundwater Treament Plants Arsenic Removal
0310012 | 011 | ACWA BUCKHORN PLANT | O | 5 | C | 8508 | Several subdivisions (Meadow Pines Estates, Foster Ranch Estates, and Vanver Acres) and other unnamed subdivisions within a localized portion of the Central Amador Water Project (‘CAWP’) service area (formerly Pioneer CSD) experience significantly low dis | A new 12” distribution main (approximately 2.6 miles in total length) is proposed from an existing distribution system storage tank that is located higher in elevation that the existing tank that feeds this area (approximately 340 feet higher). A signifi | 3810000 | 2010-01-01 | 10 | Stockton District | CAWP Distribution System Improvements
0310012 | 014 | ACWA BUCKHORN PLANT | O | 5 | C | 8508 | The Buckhorn water treatment plant uses membrane filtration. Membranes are cleaned with a clean-in-place (CIP) process. The Buckhorn water treatment plant is equipped with one CIP tank. The CIP tank is used to mix batches of caustic and acid solutions | Design and construct plant modifications at the Buckhorn water treatment plant including a new CIP tank. New piping, valving and plant controls would be installed to support the tank and system. | 500000 | 2010-01-01 | 10 | Stockton District | Buckhorn WTP CIP Process Improvements
2910006 | 023 | NEVADA ID - LOMA RICA | O | 5 | C | 11814 | Water facilities are in need of relocation to accommodate safety improvements to State Route Highway 49 in the vicinity of La Barr Meadows Road. Traffic lanes and frontage roads need to be added as well as an “at grade” intersection with traffic light. T | Water facilities that need to be relocated include 18-inch, 14-inch, 10-inch and 8-inch highway crossings with casing pipes, 500 linear feet of 8-inch water main, a 6-inch meter/vault assembly, a 3-inch meter/vault assembly, two domestic water meter assem | 400000 | 2010-01-01 | 21 | Valley District | Highway 49 LaBarr Meadows Waterline Relocation
2910006 | 024 | NEVADA ID - LOMA RICA | O | 5 | C | 11814 | This project will install a new potable water transmission pipeline and control valve building in order to meet the existing community potable water demands during peak summer months and to provide reliable water supplies that meet existing and future dem | NID proposes to replace an existing building control valve with a new building and to install a new potable water transmission pipeline that would extend from the intersection of Rogue House Place and Dog Bar Road to the Alta Sierra Reservoir. As part of | 2864000 | 2010-01-01 | 21 | Valley District | Alta Sierra Transmission Main
1910005 | 002 | LOS ANGELES CO WW DIST 40 REG 38 LAKE LA | O | 5 | C | 12609 | Remove old galvinized pipe and improve the standard/quality of drinking water. Improve the water pressure. The mobile home park has been in existence for over 50 years. | Remove old galvinized pipe and improve the standard/quality of drinking water. Improve the water pressure. The mobile home park has been in existence for over 50 years. | 150000 | 2010-01-01 | 16 | Central District | marquis hillcrest repipe
1310006 | 002 | IMPERIAL, CITY OF | O | 5 | C | 12752 | Poor sludge removal from sedimentation basins; low rating of Giardia cyst and virus removal | Design and construct sludge removal improvements and filter improvements. | 1500000 | 1998-01-01 | 14 | San Diego District | SWT improvements (1997)
2910004 | 009 | NEVADA ID - E. GEORGE, BANNER MOUNTAIN | O | 5 | C | 12939 | Inadequate system reliability due to routine failure of substandard pipeline materials. | Replace with standard water main materials. Involves design and construction. | 440000 | 1998-01-01 | 21 | Valley District | Distribution system replacement (snow mountain service area)
3410018 | 013 | RIO LINDA/ELVERTA COMMUNITY WATER DIST | O | 5 | C | 13386 | The Rio Linda/Elverta Community Water District (District) maintains nine hydro-pneumatic tanks throughout their system to maintain pressures. A recent inspection and stress analysis by the former General Manager has indicated that five of the tanks are n | The Rio Linda/Elverta Hydro-pneumatic Tanks Replacement Project consists of replacing the existing tanks with new ASME code certified tanks equipped with Pressure Safety Valves and automatic air-pad systems. Final plans and specifications for this project | 500000 | 2010-01-01 | 9 | Sacramento District | RLECWD – Hydro-pneumatic Tanks Replacement Project
3410704 | 016 | SCWA MATHER-SUNRISE | O | 5 | C | 15903 | The greensand media filter at the existing “Mather Housing” manganese removal treatment plant has deteriorated and need to be replaced. Presently, the filter underdrain system has plastic laterals that are broken, and thereby allowing large amounts of fi | The proposed project will replace the filter underdrain laterals and install new greensand media. | 300000 | 2010-01-01 | 9 | Sacramento District | Mather Housing Filter Upgrade
0710002 | 005 | GOLDEN STATE WATER COMPANY - BAY POINT | O | 5 | C | 16715 | Drill a new well to improve system water supply and quality. | Drill new well. | 75000 | 1998-01-01 | 4 | San Francisco District
1910245 | 001 | SANTA FE SPRINGS - CITY, WATER DEPT. | O | 5 | C | 17438 | One existing well has collapsed, causing more reliance on imported sources. | Construct replacement well near spreading grounds. Conduct tracer study to determine travel times of recycled water. | 1250000 | 2001-01-01 | 22 | Angeles District | Replacement well
1910245 | 004 | SANTA FE SPRINGS - CITY, WATER DEPT. | O | 5 | C | 17438 | Taste and odor problems from Well 2. | Treat & improve water quality with a batch treatment facility at well site. | 950000 | 2005-01-01 | 22 | Angeles District | Taste and Odor treatment for well 2
1910191 | 004 | NORWALK - CITY, WATER DEPT. | O | 5 | C | 22000 | During the past several years, the City has experienced increasing problems with the integrity of its water system infrastructure. Improvements are needed in order to safeguard the quality of the drinking water supply being served to the City’s constitue | Design and construction of the City’s Norwalk Park Well No. 10 and Transmission Main Project. Its anticipated to provide assurance of water supply reliability, emergency fire suppression to the water distribution system, during and after a major seismic e | 2600000 | 2010-01-01 | 15 | Metropolitan District | Norwalk Park Well No. 10 and Transmission Main Project
1910143 | 005 | SAN FERNANDO-CITY, WATER DEPT. | O | 5 | C | 23564 | Well 3 is an aging system supply well which requires refurbishing to assure safe, potable water supply. | Recondition well column and casing. Clean well screens and replace pump/motor. Project involves: Design to solve problem and Construction | 85000 | 2000-01-01 | 16 | Central District
4910013 | 001 | VALLEY OF THE MOON WATER DISTRICT | O | 5 | C | 23858 | Water supply shortages during summer months. This is undocumented. Additional source capacity would be benificial as emergency back-up. | Construct additional wells. | 350000 | 1998-01-01 | 18 | Sonoma District
3710026 | 006 | VALLEY CENTER MWD | O | 5 | C | 25572 | The Pfau Pump Station was originally constructed in 1968 with two 100 HP horizontal Centrifugal pumps. The design efficiency of these pumps is less than 50%. The pump station operates with a pressure reducing valve on the discharge line to keep the pump | The Pfau Pump Station Replacement project consists of replacing the two existing 100 HP Horizontal Centrifugal Pumps with four 50 HP Vertical Multi-Stage Pumps coupled to premium efficient motors. With this replacement pump efficiency increases from less | 250000 | 2010-01-01 | 14 | San Diego District | Pfau Pump Station Replacement
3710026 | 007 | VALLEY CENTER MWD | O | 5 | C | 25572 | Placed into service in 1975, the Country Club Reservoir is a 10 million gallon, in ground, asphaltic cement lined reservoir with a concrete column and steel truss supported corrugated metal cover. The reservoir cover and support structure is experiencing | This 10.0 MG Reservoir is the larger of two reservoirs supplying water to this pressure zone. The project consists of the design and construction of a hypalon liner and replacement cover. The project will include removal and disposal of the existing roo | 2015000 | 2010-01-01 | 14 | San Diego District | Country Club Reservoir - Cover/Liner Replacement
1910077 | 004 | GSWC - FLORENCE/GRAHAM | O | 5 | C | 31340 | This well has perchlorate contamination. The detected level before the well was shut down was up to 5.8 ppm. Due to concern of perchlorate MCL violation, the well was placed offline since October of 2008. Very recently, a well profile analysis was perform | It is proposed to add ionic exchange process to removal perchlorate. The perchlorate level at this well is barely above the MCL, thus it is expected the ionic exchange process should run longer before the media become exhausted. The well has a pretty good | 1000000 | 2010-01-01 | 15 | Metropolitan District | Perchlorate removal for Converse Well #1
3410010 | 008 | CALAM - SUBURBAN | O | 5 | C | 33314 | Basic issue / problem: The district needs to reduce their customer’s water consumption to match the local water supply. Solution: Create water via system wide water conservation programs. The programs (indoor & outdoor) reduce the total water use by 3,72 | The program has two "full service" elements that encompass a "City Wide Water” Conservation Program. Element A: A team of trained plumbers will retrofit 45,000 residential homes / 90,000 bathrooms with one 1.5 gpm shower head, one .90 gpf dual flush toi | 27585000 | 2010-01-01 | 9 | Sacramento District | Sacramento District Wide Water Conservation Program
3410021 | 008 | SAN JUAN WATER DISTRICT | O | 5 | C | 33792 | The Park Vista and Bently to Folsom Oaks mainlines are old, leaky, and unreliable. They need to be replaced. The Park Vista line would cause serious soil erosion and environmental damage if it breaks. | Bentley to Folsom Oaks - replace 329 feet of 8 inch mainline and appurtenances with 12 inch mainline.Park Vista - replace 746 feet of 8 inch mainline and appurtenances. | 400000 | 2010-01-01 | 9 | Sacramento District | Water Main Replacement Projects
3410021 | 009 | SAN JUAN WATER DISTRICT | O | 5 | C | 33792 | With the installation of four 12" to 30"inter-tie pipelines from the Gravity Zone to the Sierra Zone, the Sierra Pump Station can be decommissioned, and the zone will be fed completely by gravity pressure. The electrical energy formerly required to opera | The four inter-tie pipelines will total about 4,275 feet in the following manner:Excelsior Road 12" - 1,050 ft.Peerless Avenue 12" - 1,200 ft.Oak Avenue 12" - 1,400 ft.Gravity Zone transmission main connection to Cooperative Transmission Main 30" - 625 f | 820000 | 2010-01-01 | 9 | Sacramento District | Four inter-tie pipelines from GravityZone to Sierra Zone
1910062 | 005 | LA VERNE, CITY WD | O | 5 | C | 34046 | La Verne overlies three groundwater basins, each of which is affected by nitrate and perchlorate contamination. Blending with imported surface water supplies is the current method of treatment, but is limited due to demands. This proposed ion exchange p | The City proposes to construct a 1,000 gpm ion exchange treatment facility and related piping at its main water operations yard. The treatment system will also require limited piping to provide discharge of wastes from the treatment system. The City pro | 2500000 | 2010-01-01 | 15 | Metropolitan District | Groundwater Treatment Facility - Pomona Basin
3010035 | 001 | GOLDEN STATE WC - PLACENTIA | O | 5 | C | 36374 | Potential nitrification hazard. | Study the need to install chloramination facilities. | 65000 | 1998-01-01 | 8 | Santa Ana District
3110004 | 003 | CITY OF LINCOLN | O | 5 | C | 38000 | The Catta Verdera 30”& 36” Transmission Pipeline and Metering Station Project (Project) is required primarily to: - Continue to meet City water demands from its wholesale treated surface water supply; - Provide a second pipeline and metering station to pr | The Catta Verdera 30” & 36” Transmission Pipeline & Metering Station (Project) includes the construction of the following major components:- Construction of approximately 10,000 feet of 30-inch transmission pipeline from an existing 30-inch stub-out on a | 6000000 | 2010-01-01 | 2 | Lassen District | Catta Verdera 30 inch & 36 inch Transmission Pipeline and Metering Station
4910020 | 003 | SONOMA COUNTY WATER AGENCY | O | 5 | C | 50000 | Pollution threats to raw water quality from watershed sources. | Install early warning systems in three locations to detect contamination before water is delivered to Agency customers. | 1615000 | 1998-01-01 | 18 | Sonoma District | Pollution warning system (1997)
3610029 | 006 | MONTE VISTA CWD | O | 5 | C | 51014 | No pump to waste lines on several wells | Construct pump to waste lines to divert flow to perc basin | 150000 | 1998-01-01 | 13 | San Bernardino District
3610029 | 012 | MONTE VISTA CWD | O | 5 | C | 51014 | Low system pressure in Zone 1 | Construct new booster at Plant 16 | 60000 | 1998-01-01 | 13 | San Bernardino District
3610029 | 013 | MONTE VISTA CWD | O | 5 | C | 51014 | 11 MG deficient in storage capacity per master plan | Construct new reservoir | 4000000 | 2000-01-01 | 13 | San Bernardino District
5710006 | 008 | CITY OF WOODLAND | O | 5 | C | 56000 | This project is aimed at improving the security at the wells to comply with the requirements of the department of homeland security. | This project involves instal;ling vedeo cameras at the existing wells to record and transmit unwanted activities. This is a requirement of the department of homeland security for public watert systems. | 300000 | 2010-01-01 | 9 | Sacramento District | Video Survalance for City Wells.
5710006 | 010 | CITY OF WOODLAND | O | 5 | C | 56000 | The City is currently under one presure zone, this has make it difficult to maintain adequate presure in the South-West Region without having excessive presure in the South-East Region. This project will make the use of the wells efficient in order to ove | This project involves the installation of PLC, transclusers and antennas on existing 20 wells. The system will collect data from these wells and report them to a work staion at the Municipal Service Centre. The project will help comply with Title 22 requi | 1200000 | 2010-01-01 | 9 | Sacramento District | Water Scada Project
5710006 | 012 | CITY OF WOODLAND | O | 5 | C | 56000 | The existing City well currently does not have a SCADA System, it operates on a mercoid system which is not energy efficient. City staff manipulate the system manually during peak demand. | This project involves the installation of a SCADA System on these wells to provide controls that are necesary to itilize the most efficient wells during peak demand. This will help to conserve energy. | 2500000 | 2010-01-01 | 9 | Sacramento District | SCADA System for City Wells
5710006 | 014 | CITY OF WOODLAND | O | 5 | C | 56000 | This project involve profilling the existing well 10 to devise a strategy aimed at hydraulically manipulating the inflow of water to bring the nitrate concentration into compliance. | The project involves dynamic tracey pulse flow survey as well as spinner log flow meter measurement to determine the flow balance required to bring the well into compliance. | 500000 | 2010-01-01 | 9 | Sacramento District | Contaminanat profilling on well 10.
3710029 | 005 | OLIVENHAIN MWD | O | 5 | C | 63000 | Olivenhain Municipal Water District and the San Diego County Water Authority have reached a tentative settlement agreement on water quality issues in regard to Lake Hodges, whereby Lake Hodges water would be introduced into the Olivenhain Reservoir. The D | Olivenhain Municipal Water District is planning on constructing a new raw water pipeline from the San Diego County Water Authority’s Second Aqueduct to the David C. McCollom Water Treatment Plant, allowing for continuing raw water supply to the District's | 212500 | 2010-01-01 | 14 | San Diego District | Design of Alternative Raw Water Pipeline
3310021 | 014 | JURUPA COMMUNITY SD | O | 5 | C | 68297 | An existing well located at the Jurupa Valley High School site within the Jurupa Community Services District (JCSD) service area is not usable for drinking water purposes because it has poor water quality that does not meet drinking water standards. Its | The High School Well Renovation Project will recover poor quality groundwater that is high in nitrates and total dissolved solids and provide a new local source of raw water supply. With treatment, this groundwater will be able to be used for drinking wa | 1075000 | 2010-01-01 | 20 | Riverside District | High School Well Renovation
3110025 | 006 | PLACER CWA - FOOTHILL | O | 5 | C | 72584 | General system improvement. Insufficient storage. | Construct 20 million gallons of storage. Involves design and construction. | 22000000 | 1999-01-01 | 2 | Lassen District | Additional storage (1997)
1010003 | 001 | CLOVIS, CITY OF | O | 5 | C | 98235 | THE CITY'S GROUNDWATER BASIN IS CRITICALLY OVERDRAFTED AND THE WATER TABLE IS CONTINUING TO DECLINE. | EXPANSION OF THE CITY'S GROUNDWATER RECHARGE FACILITY. | 2400000 | 1999-01-01 | 11 | Merced District
1010003 | 003 | CLOVIS, CITY OF | O | 5 | C | 98235 | GROUNDWATER AVAILABILITY IS LIMITED IN THE NORTHEAST AREA OF THE CITY AND WATER PRESSURE WILL BE INSUFFICIENT TO SERVE THE AREA. | CONSTRUCT A 2 MG RESERVOIR WITH BOOSTER PUMPS. | 2405000 | 1998-01-01 | 11 | Merced District
0710001 | 001 | CITY OF ANTIOCH | O | 5 | C | 100945 | Old, deteriorated, and corroded coast iron and galvanized steel mains and services cause numerous leaks and resulting contamination. Also reduce available pressure and flow from fire hydrants. | Replace deteriorated mains with new and larger mains. | 250000 | 2000-01-01 | 4 | San Francisco District | Replace deteriorating mains
0910001 | 019 | EL DORADO ID - MAIN | O | 5 | C | 112000 | Existing filters need to be rebuilt. | Remove and replace old media with new mixed media filter material. | 300000 | 1998-01-01 | 9 | Sacramento District | Rebuild filters (1997)
3610041 | 011 | SAN GABRIEL VALLEY WC - FONTANA | O | 5 | C | 153647 | Well F3A is contaminated with nitrate above the MCL and perchlorate above the AL | Install treatment using ion exchange technology to remove nitrate and perchlorate | 1750000 | 2003-01-01 | 13 | San Bernardino District | Install Ion Exchange Treatment Well F3A
3610041 | 012 | SAN GABRIEL VALLEY WC - FONTANA | O | 5 | C | 153647 | Well F4A is contaminated with nitrate above the MCL and perchlorate above the AL | Install treatment using ion exchange technology to remove nitrate and perchlorate | 1750000 | 2002-01-01 | 13 | San Bernardino District | Install ion exchange treatment Well F4A
3610041 | 018 | SAN GABRIEL VALLEY WC - FONTANA | O | 5 | C | 153647 | Surface water intake facilities need improvement | Various improvements to intake and pipelines | 760000 | 2003-01-01 | 13 | San Bernardino District | Intake Improvements
3610041 | 022 | SAN GABRIEL VALLEY WC - FONTANA | O | 5 | C | 153647 | Well F37A is contaminated withe nitrate above the MCL | Install ion exchange treatment to remove nitrate | 1500000 | 2007-01-01 | 13 | San Bernardino District | Install nitrate treatment at Well F37A
3410029 | 004 | SCWA - LAGUNA/VINEYARD | O | 5 | C | 153701 | The four municipal wells supplying raw groundwater to the Dwight Road and Lakeside Water Treatment Plants have been found to contain arsenic at levels exceeding the state MCL of 10 ug/l, and manganese at levels exceeding the state secondary MCL of 50 ug/l | The proposed project will replace the existing greensand media in the existing four filter vessels at the Lakeside and Dwight Road treatment plants with Filtronics media. The Dwight Road WTP has a single filter with a treatment capacity up to 1500 gpm an | 170000 | 2010-01-01 | 9 | Sacramento District | Replace and Upgrade Arsenic Treatment System and Media Filter at Dright Road and Lakeside Water Trea
1910039 | 012 | SAN GABRIEL VALLEY WATER CO.-EL MONTE | O | 5 | C | 161945 | San Gabriel's Plant B14 facility has only one storage reservoir that cannot be taken out of service for needed cleaning and maintenance. | Construct a second water storage reservoir. | 3000000 | 2007-01-01 | 22 | Angeles District | Addition of storage reservoir at Plant B14
1910039 | 014 | SAN GABRIEL VALLEY WATER CO.-EL MONTE | O | 5 | C | 161945 | San Gabriel's Plant G6 facility has only one storage reservoir that cannot be taken out of service for needed cleaniong and maintenance. | Construct a second water storage reservoir. | 1200000 | 2007-01-01 | 22 | Angeles District | Addition of storage reservoir at Plant G6
3410001 | 020 | SACRAMENTO SUBURBAN WATER DISTRICT | O | 5 | C | 177000 | There are currently over 710 miles of 4” to 12” water mains throughout the District. Approximately 158 miles of these water mains are located in back and side-yard easements which makes access for repair and maintenance difficult. The locations of these | As part of this project, new water mains will be installed in the County street or public right-of-ways, usually along the frontage of the properties served. Installing new water mains will improve water system reliability and reduce leaks and unaccounte | 2200000 | 2010-01-01 | 9 | Sacramento District | Park Hills Main Replacement Project
3410001 | 021 | SACRAMENTO SUBURBAN WATER DISTRICT | O | 5 | C | 177000 | There are currently over 710 miles of 4” to 12” water mains throughout the District. Approximately 158 miles of these water mains are located in back and side-yard easements which makes access for repair and maintenance difficult. The locations of these | As part of this project, new water mains will be installed in the County street or public right-of-ways, usually along the frontage of the properties served. Installing new water mains will improve water system reliability and reduce leaks and unaccounte | 6000000 | 2010-01-01 | 9 | Sacramento District | Country Club Vista Main Replacement Project
3410001 | 023 | SACRAMENTO SUBURBAN WATER DISTRICT | O | 5 | C | 177000 | There are currently over 710 miles of 4” to 12” water mains throughout the District. Approximately 158 miles of these water mains are located in back and side-yard easements which makes access for repair and maintenance difficult. The locations of these | As part of this project, new water mains will be installed in the County street or public right-of-ways, usually along the frontage of the properties served. Installing new water mains will improve water system reliability and reduce leaks and unaccounte | 3000000 | 2010-01-01 | 9 | Sacramento District | New Broadmoor Main Replacement Project
3410001 | 025 | SACRAMENTO SUBURBAN WATER DISTRICT | O | 5 | C | 177000 | There are currently over 710 miles of 4” to 12” water mains throughout the District. Approximately 158 miles of these water mains are located in back and side-yard easements which makes access for repair and maintenance difficult. The locations of these | As part of this project, new water mains will be installed in the County street or public right-of-ways, usually along the frontage of the properties served. Installing new water mains will improve water system reliability and reduce leaks and unaccounte | 2300000 | 2010-01-01 | 9 | Sacramento District | Bohemian Village #2 - Phase 3 Main Replacement Project
3710014 | 007 | OCEANSIDE, CITY OF | O | 5 | C | 178806 | The Mission Basin Groundwater Purification Facility, located at 215 Fireside Drive, was originally constructed and put into operation in 1994. The original facility produced 2.2 million gallons per day (mgd) of potable water from brackish groundwater by u | This project to Construct the wellhead facilities for wells 10 and 11, located at 3550 Mission Ave. includes piping, mechanical, well pumps, electrical, controls, civil work, landscaping, and installing a 20" piping, casing and conduit across Highway 76 b | 2400000 | 2010-01-01 | 14 | San Diego District | Wellhead Facilities for Wells 10 and 11
3710014 | 008 | OCEANSIDE, CITY OF | O | 5 | C | 178806 | The Peacock Hills Service Area Pressure Regulating Station (Station) is located on the east side of the City’s Guajome Reservoir site at 1398 Temple Heights Drive. The purpose of the Station is to reduce pressure in the aqueducts prior to discharging int | The project consists of installing a new pressure-regulating station facility. The work generally includes furnishing labor, equipment, materials, and services to construct an aboveground concrete masonry unit building on a belowground reinforced concret | 1800000 | 2010-01-01 | 14 | San Diego District | Peacock Hills Service Area Pressure Regulating Station
3710014 | 009 | OCEANSIDE, CITY OF | O | 5 | C | 178806 | The City of Oceanside's Weese Water Treatment Plant is currently a direct filtration facility. The City is receiving more imported water from the State Water Project than previously so it is necessary to convert the facility to a conventional filtration | Construction of flocculation and sedimentation basins and improvement to the solids handling process to dispose of the additional sludge that will be produced. | 18000000 | 2010-01-01 | 14 | San Diego District | Weese Water Treatment Plant Improvements
3710010 | 007 | HELIX WATER DISTRICT | O | 5 | C | 263642 | Background, The 106 MGD conventional treatment plant with ozone as a primary disinfectant utilizes a chlorine contactor after biological filtration to inject chlorine/ammonia at the influent of the contactor for chlorimine disinfection residual in the dis | This project comprises the removal of five large valves inside of a 1.8 million gallon (MG) chlorine contactor for the replacement of defective actuators and seats. Due to the criticality of this facility, the work will require the shutdown of the treatm | 300000 | 2010-01-01 | 14 | San Diego District | Chlorine Contactor Valve Rehab
3710020 | 020 | SAN DIEGO - CITY OF | O | 5 | C | 1266731 | Aging pipelines need to be replaced. | Pipeline improvements. | 17755070 | 1998-01-01 | 14 | San Diego District | main replacement
3710020 | 021 | SAN DIEGO - CITY OF | O | 5 | C | 1266731 | Aging pipelines need to be replaced. | Pipeline improvements. | 17010340 | 1999-01-01 | 14 | San Diego District | main replacement
3710020 | 022 | SAN DIEGO - CITY OF | O | 5 | C | 1266731 | Aging pipelines need to be replaced. | Pipeline improvements. | 14526600 | 2000-01-01 | 14 | San Diego District | main replacement
3710042 | 009 | SAN DIEGO COUNTY WATER AUTHORITY | O | 5 | C | 3140000 | The San Diego County Water Authority (SDCWA) is located within the service area of the State Water Project (SWP) system. The SWP is presently experiencing severe water quantity problems resulting from drought conditions, and environmental protection acti | This project will help our region partially offset impacts from SWP and MWD shortages. We are requesting consideration for both federal funds (Federal Economic Recovery, Water Efficiency Funds) and state Category E funding (with forgiveness of principal) | 3850000 | 2010-01-01 | 14 | San Diego District | SDCWA Water Efficiency Improvements for End Use Systems
3710042 | 013 | SAN DIEGO COUNTY WATER AUTHORITY | O | 5 | C | 3140000 | The San Diego region typically experiences water shortages during periods of drought that are exacerbated by regulatory issues in Northern California concerning the Sacramento-San Joaquin Bay-Delta. The Water Authority’s Regional Water Facility Master Pl | The primary purposes of the Project are to improve water quality, to enhance water supply reliability and flexibility in a cost-effective and environmentally sound manner, to help reduce the rate of aquifer overdraft, to allow continuation of agricultural | 13500000 | 2010-01-01 | 14 | San Diego District | Treatment Facilities in Semitropic-Rosamond Water Bank
4000598 | 001 | CUYAMA LANE WATER COMPANY | O | 5 | P | 25 | Needs to upgrade and replace distribution system facilities. | Upgrade the entire water system & replace leaking hydrants | 100000 | 1998-01-01 | 6 | Santa Barbara District
1900901 | 002 | FIRE SUPPRESSION CAMP 19 | O | 5 | P | 125 | Tanks are rusting and failing. | Destroy two 25,000 gallon tanks on premises and replace with two new 100,000 gallon tanks as recommended by Department of Public Health. | 300000 | 2010-01-01 | 16 | Central District | Replace storage tanks with two new 100,000 gallon tanks to replace rusty, failing tanks
3700912 | 002 | YMCA CAMP MARSTON/RAINTREE | O | 5 | P | 310 | One well of three used to supply water to camps has exceeded Nirtrate levels on numerous occasions. Currently meeting blended level requirements as set by local DPH. Have on two occasions, come with-in 3 ppm of exceeding those set levels. | Install de-nitrification system at well to include package plant in a 10 x 16 bldg., develop back wash pond and other associated plumping and pumps to implement system with-in current water system. | 500000 | 2010-01-01 | 14 | San Diego District | YMCA Camp Marston Well #2 de-nitrification
3700912 | 003 | YMCA CAMP MARSTON/RAINTREE | O | 5 | P | 310 | Existing water system is in excess of 45 years old. System consists of primarly 2" galvanized steel piping in complete disrepair. Water has to be delivered to Raintree Ranch from Marston wells with a 3" blue bell pipe line approx. 2800' in length, that | Need to install site specific well for the facility as well as a 60k steel reservoir. Depending on well location, cost to install electrical to well could be extensive. Through extensive chlorination we have been able to minimize positive choliform read | 350000 | 2010-01-01 | 14 | San Diego District | YMCA Raintree Ranch Infastructure upgrade
1900831 | 001 | DECKER CANYON YOUTH CAMP | O | 5 | N | 25 | WATER STORAGE CAPACITY NOT LARGE ENOUGH | INSTALL AN ADDITION TANK (15,00O GAL) | 34000 | 1998-01-01 | 16 | Central District
3301526 | 002 | Ragsdale Water | O | 5 | N | 30 | A mutual water company will be created to support community growth. We must develop a new water system to provide quality drinking water and adequate fire flow. Present water is not potable and drinking water must be trucked in. | The new community water system will serve a population of approximately 200, with 100-140 connections. It will be consolidated with existing assets of Ragsdale Water. It will require a large capacity well and tanks, a water treatment facility, distribut | 2000000 | 2010-01-01 | 20 | Riverside District | New Community Water System
3410035 | 001 | LIGHTHOUSE MARINA RESORT | O | 5 | N | 50 | Insufficient storage and the system is too old. | Install new filter, new lines and new tanks. | 45000 | 1998-01-01 | 9 | Sacramento District
0300667 | 001 | Golden Valley Camp | O | 5 | N | 80 | LACK OF RELIABILITY FROM SINGLE WELL. LIMITED WATER SUPPLY. | DRILL NEW WELL | 10000 | 1998-01-01 | 10 | Stockton District
3600589 | 001 | Holcomb Valley Scout Ranch | O | 5 | N | 250 | Old storage facility | Construct new reservoir | 150000 | 1999-01-01 | 13 | San Bernardino District
1502325 | 001 | KERN CO P&R-TEHACHAPI MT PARK WATER | O | 5 | N | 350 | BOTTOMS AND SIDEWALLS OF TWO 44,000 GAL. ARE RUSTING OUT. | REPLACE BOTH TANKS | 120000 | 1998-01-01 | 19 | Tehachapi District
3400173 | 001 | NORTHGATE 880 ¬SWS? | O | 5 | N | 2926 | Wells have a history of low water production. No emergency water supply is available and low pressure complaints. | Construct a 500,000 gallon water storage tank. Involves design and construction. | 500000 | 1998-01-01 | 9 | Sacramento District
3400173 | 002 | NORTHGATE 880 ¬SWS? | O | 5 | N | 2926 | Low production wells and no emergency water supply. Low pressure complaints. | Construct a new 1,200 gpm well and chlorine treatment system. Involves design and construction. | 200000 | 1998-01-01 | 9 | Sacramento District
1910041 | 006 | THREE VALLEYS MWD | O | 3 | C | 1000000 | The Six Basins area straddles the Los Angeles-San Bernardino county line and includes six groundwater basins overlying the cities of Claremont, Pomona, La Verne, and Upland. The basins have experienced water quality problems in the past primarily due to | This multi-purpose project seeks to produce local groundwater from a basin that has historically exhibited water quality and rising water challenges. It is located within the Six Basins area, which includes cities in both Los Angeles and San Bernardino c | 10500000 | 2008-09-01 | 7 | Hollywood District | Martin Cienega Groundwater Treatment and Rising Water Mitigation
3600108 | 001 | Glen Helen Regional Park | O | 0 | C | 25 | Inadequate storage capacity for fire fighting | Construct 400,000 gallon and 1,000,000 gallon storage tanks | 1000000 | 2006-01-01 | 13 | San Bernardino District | New storage tanks
3600108 | 002 | Glen Helen Regional Park | O | 0 | C | 25 | Existing waterlines are deteriorating and in need of replacing with larger pipe to provide enough water for growth | Construct new water lines to provide a reliable water supply and enough for growth at the Glen Helen Rehabilitation Center and sheriff facilities | 1000000 | 2006-01-01 | 13 | San Bernardino District | Mainline replacement
1900961 | 001 | WINTERHAVEN MOBILE ESTATES | O | 0 | C | 27 | 125,000 gallon reservoir needs replacement due to age. | Remove and contruct new reservoir. | 80000 | 2000-01-01 | 16 | Central District | Replace reservoir (1999)
2300892 | 001 | COVELO MOBILE HOME PARK | O | 0 | C | 30 | Well sources without disinfection. Occasional postiive TC samples | Install blend tank and chlorination system for system's two wells | 6000 | 2005-01-01 | 3 | Mendocino District | Disinfection
3301045 | 001 | Blythe Mobile Home Estates | O | 0 | C | 30 | Water testing costs, permits, & well maintenance costs are prohibitive & escalating - We do not charge for water. | Install water meters. (System has one 4" well & 220 gal pressure tank to serving 23 connections. County reports that system is rent controlled and needs to present cost issues to the Rent Control Board for review.)) | 12000 | 2002-01-01 | 20 | Riverside District
4300630 | 001 | FOOTHILL MUTUAL WATER | O | 0 | C | 30 | Original water lines breaking, needs replacement. | Replace old pipes with new water pipes. | 80000 | 2004-01-01 | 17 | Santa Clara District | Water Main Replacement
0400003 | 003 | NORTHWOODS MUTUAL WATER SYSTEM | O | 0 | C | 31 | Distribution system has numerous leaks identified. | Replace existing distribution system mains. | 10000 | 1998-01-01 | 21 | Valley District
1502619 | 001 | SOUTH DESERT MUTUAL WATER COMPANY | O | 0 | C | 32 | Inadequate source and storage capacity. | Add storage and source capacity. | 65000 | 2007-01-01 | 19 | Tehachapi District
4000749 | 001 | TERRA DE ORO WATER COMPANY | O | 0 | C | 35 | Water security improvements needed. | Terra De Oro Water Company has 2 well sitesSometime in the past, the operator or the landowner removed the security fence around one of the well heads. This fence needs to be replaced in order to secure and protect the well head from vandalism and more i | 8500 | 2009-01-01 | 6 | Santa Barbara District | Well Site Security
4000749 | 002 | TERRA DE ORO WATER COMPANY | O | 0 | C | 35 | Water security improvements needed. | The 562 foot long security fence around the storage tank and distribution site needs to be repaired or replaced to assure continued security. This fence was not built to the original engineering plan specifications in 1985. The plans called for a 6' cha | 23000 | 2009-01-01 | 6 | Santa Barbara District | Storage and Distribution Security
2700536 | 001 | CORRAL DE TIERRA ESTATES WC | O | 0 | C | 45 | Water production and water quality of the auxiliary well are poor. | Abandon and close the auxiliary well. | 2500 | 1998-01-01 | 5 | Monterey District
4900892 | 001 | SUMMIT VIEW RANCH MUTUAL WATER CO. | O | 0 | C | 45 | Inadequate storage- we have a 40,000 gal redwood tank for what will be a build out of 22 homes. | Add storage of 20 to 40,000 gals and associated plumbing linkage. | 50000 | 2000-01-01 | 18 | Sonoma District
0900655 | 001 | ROCKWATER APTS. | O | 0 | C | 50 | Very old well | would like to upgrade | 100000 | 2002-01-01 | 9 | Sacramento District
3110049 | 002 | TAHOE PARK WATER CO - SKYLAND/NIELSEN | O | 0 | C | 50 | The secondary water source of Tahoe Park Water Co's Skyland/Nielsen system is unfiltered surface water from Lake Tahoe. The primary water source is a well. Water storage in the system is 60,000 gallons. When the well pump fails, storage is depleted in | The project would provide a permanent intertie between Skyland/Nielsen and Timberland Water Co. The intertie will enhance service reliability to both systems. Skyland/Nielsen system will benefit by having Timberland serve as a secondary water source, an | 400000 | 2010-01-01 | 2 | Lassen District | Skyland/Nielsen Timberland Intertie
3500575 | 001 | SPRINGWOOD ESTATES MWC | O | 0 | C | 50 | 20 year old water lines possbily leaking due to inconsistant meter readings from properties to pump readings. we are in an earthquake active area and suspect we have one or possibly several leaks in the main line from the well tanks to the indvidual prop | backhoe up all exisiting main water lines to all the properties, remove and dispose of all existing water lines. Install all new water lines to code, the waterlines cover approx 2 miles of slightly sloped terrain, state code may require appropriate fi | 80000 | 2010-01-01 | 5 | Monterey District | main waterline replacement from tanks to all indvidual meters
3500575 | 002 | SPRINGWOOD ESTATES MWC | O | 0 | C | 50 | the current steel water tanks 20+ yrs in age, have never been maintained properly they are currently leaking & currently being patched & repatched, to avoid contamination & we can only maintain the tanks due to lack of funds, for full replacement. with t | we currenly have two 15,000 gal steel water tanks. these tanks will need to be removed and disposed of properly. replaced with 2 new tanks 15 ,000 gal steel tanks. these tanks will require proper foundations to the state code with proper permits for fo | 50000 | 2010-01-01 | 5 | Monterey District | replace 2 old steel water well tanks currenly leaking
4900575 | 001 | LOCH HAVEN MUTUAL WATER COMPANY | O | 0 | C | 50 | Provide additional storage, leaking tanks | Replace leaking tank and new tanks | 16000 | 2001-01-01 | 18 | Sonoma District | Tank replacement
2702148 | 002 | ASOLEADO MWC | O | 0 | C | 52 | Old storage tanks (10,000 gals.each) and corroded leaking distribution system | Excavate underground tanks and replace, repair distribution system; emergency power | 200000 | 2001-01-01 | 5 | Monterey District | Tank and distribution replacement (2001)
4200804 | 001 | WALKING M RANCHES ASSN. | O | 0 | C | 54 | Needs to upgrade the source or distribution system. | Either new well in different location or new non metal distribution system and well pump. | 69000 | 1998-01-01 | 6 | Santa Barbara District
4400692 | 001 | ALLAN LANE WATER ASSOCIATION | O | 0 | C | 54 | Has some coliform problems in distribution system, need to upgrade distribution system | replace distribution system, and install meters and backflow devices | 250000 | 2007-01-01 | 5 | Monterey District | Distribution System Upgrades
2701888 | 002 | CACHAGUA MUTUAL WS (#4) | O | 0 | C | 55 | Fecal contamination | Design and construct new well, storage tank and distribution; | 300000 | 2001-01-01 | 5 | Monterey District
4900846 | 001 | ROLLING OAKS ROAD ASSOCIATION | O | 0 | C | 55 | Declining output of existing well. | Descale and flush well casing. If this does not work, then drill new well. | 20000 | 1998-01-01 | 18 | Sonoma District
0707501 | 001 | ANGLER S RANCH #3 | O | 0 | C | 60 | Low water pressureLack of storageNeed for meters to encourage conservation of water | Increase water pressureIncrease storage capabilityEncourage conservation by installing metersImproves water pressure by use of submersible pumpIncreases storage by adding storage tanksInstalling meters to charge by volumn of water used | 78800 | 2008-01-01 | 4 | San Francisco District | Submersible well pump and water storage improvement
1400066 | 002 | Aspendell Mutual Water Company | O | 0 | C | 60 | The community of Aspendell is in the Eastern High Sierra Mountains at an elevation of 8500 feet surrounded by National Forest. In past years almost half of the homes were occupied by full time residents using water on a daily basis. Mpre recently, the h | This project involves digging out the end of the water lines on each cul de sac and installing a drain valve. Primary equipment needed would be a backhoe. | 6990 | 2008-05-01 | 13 | San Bernardino District | Aspendell culdesac drain valves
3600345 | 002 | West End Mutual (Willow Wells) | O | 0 | C | 63 | Our secondary well which is a sealed well, and works in tandem with our primary well, was installed in 1958 as was everything that goes with it (pump, etc.). While we do have another well we need to have 2 working wells in good repair to service our custo | Our secondary well which is a sealed well, and works in tandem with our primary well, was installed in 1958 as was everything that goes with it (pump, etc.). While we do have another well we need to have 2 working wells in good repair to service our custo | 98400 | 2009-01-01 | 13 | San Bernardino District | West End Mutual Water Back-up Well (2008)
2300743 | 001 | DOLPHIN ISLE MARINA | O | 0 | C | 65 | I am requesting funds to replace existing well pump. The one in there now was originally installed in 1962. It may fail at any moment, probably at the worst possible time. | we will be replacing well pump. This will entail removing the roof from the pump building, pulling the old pump out and replacing it with a new pump. Then we will replace the roof of the building. I recently replaced the control panel for the pump, so it | 6000 | 2009-01-01 | 3 | Mendocino District | Dolphin Isle Project
4200822 | 001 | SANTA RITA WATER CO OS | O | 0 | C | 66 | Upgarde the distribution system. | Install meters at each service | 20000 | 1998-01-01 | 6 | Santa Barbara District
1500507 | 001 | ST. CLAIR RANCHOS MUTUAL WATER CO. | O | 0 | C | 68 | Deterioration of existing lines due to age | Have new water lines installed with new connections, fire hydrants-valves, etc. | 50000 | 2005-01-01 | 19 | Tehachapi District
1400072 | 002 | North Lone Pine Mutual Water Company | O | 0 | C | 70 | Backup well has insufficient capacity and sheared casing | Design and construct a replacement backup well | 165000 | 2002-01-01 | 13 | San Bernardino District | Design and construct replacement backup well
4900673 | 001 | ATHENA TERRACE MUTUAL WATER COMPANY | O | 0 | C | 74 | Our system has two 12,000 gallon redwood storage tanks that are 40 years old. They need to be replaced. They leak, they have steel bands that are rusting through, and inlet/outlet pipes that are rusting off. The inside of the tanks get a slime on the w | The two redwood storage tanks, built 40 years ago, are now surrounded by homes and yards, making access for demolition and construction very difficult. The two old tanks and their concrete pad would need to be demolished, and two new concrete tanks poure | 40000 | 2009-01-01 | 18 | Sonoma District | Replace old redwood storage tanks with concrete tanks
3301528 | 001 | OAK HAVEN ASSOCIATION | O | 0 | C | 78 | System was put in in 1976. Pipes and equipment are aging and deteriorated. | Replace Distribution System. | 75000 | 2004-01-01 | 20 | Riverside District | Distribution System Replacement
1500550 | 001 | WEST VALLEY MUTUAL WATER COMPANY | O | 0 | C | 79 | Dead ends in the distribution system causing bad water samples during warm summer months | Working into chlorinating the system or possibly rerouting water routes to eliminate dead ends. | 15000 | 2005-01-01 | 19 | Tehachapi District
3200509 | 003 | Clio Public U.D. | O | 0 | C | 79 | Install a new 100,000 gallon tank to replace our existing 12,000 gallon tank. Including replacement of old (approx. 35 years) water transmission line from the tank to town (approx. 1.5 miles). The reasons for this are twofold. First, to supply adequate ba | This project will include the installation of a new, larger (100,000 gallon) water tank to replace our current 12,000 gallon tank. Our currrent tank would then be used as a backup or removed from the premises. In all probability the new tank will have to | 600000 | 2008-06-01 | 2 | Lassen District | installation of new water tank and transmission lines
5601122 | 004 | TICO MUTUAL WATER CO | O | 0 | C | 95 | Needs to upgrade distribution system. | Acquisition and installation of water meters | 50000 | 1998-01-01 | 6 | Santa Barbara District
0510004 | 003 | C.C.W.D. SHEEP RANCH | O | 0 | C | 100 | 200 feet of pipeline was destroyed by a landslide. | 200 feet of new pipeline is required as a permanent solution. | 100000 | 2004-01-01 | 10 | Stockton District | Sheep Ranch Pipeline Project
1500209 | 001 | ALTA SIERRA MUTUAL WATER CO. | O | 0 | C | 100 | Four redwood storage tanks on USDA National Forest property. Also, low water pressure due to undersized mains. | Install new storage tank and distribution pipeline. | 258000 | 2002-01-01 | 19 | Tehachapi District
1502670 | 003 | FAIRVIEW WATER COMPANY, LLC | O | 0 | C | 100 | Fairview Water Company LLC serves a rural community within the Cummins Valley Water basin. The water company currently has no provision for emergency source of supply in case of well system and or source of supply failure. The Water Company is proposing a | Construction of an emergency intertie with the Stallion Springs CSD (SSCSD) consisting of about 1.5 miles of 8” pipeline, a pressure regulating station( SSCSD to Fairview) and a booster pump station (Fairview to SSCSD). | 400000 | 2009-01-01 | 19 | Tehachapi District | Interconnection Fairview Water Co and Stallion Springs Water System
1900975 | 001 | WHITE ROCK LAKE RV PARK | O | 0 | C | 100 | OLD WATER PIPES NEED REPLACEMENT | REPLACE GALVANIZED PIPES TO PLASTIC PIPES. | 58000 | 1998-01-01 | 16 | Central District
3205003 | 001 | GOLD MOUNTAIN CSD | O | 0 | C | 100 | The Gold Mountain Community Service District’s water system was designed and approved with predicted well water yields that were sufficient for this small community. However, currently, the two existing wells that the District owns and uses produce appro | The District has set a goal fire flow of 750 gpm in addition to peak hour potable demands throughout a large part of the system. In order to meet this flow capability, constructing parallel lines or replacement of existing lines with larger diameter line | 1500000 | 2008-12-01 | 2 | Lassen District | Upper Site Storage Tank Construction
2310012 | 002 | IRISH BEACH WATER DISTRICT | O | 0 | C | 106 | This project is to replace, in part, source water that would have been otherwise provided under a surface water permit from the Water Resources Control Board. Our existing permit was revoked and wells have been drilled and tested with adequate capacity, b | This project addresses source water needs for the district that have not been otherwise available until new and successful wells were drilled and developed. The project is to connect one well to electric power and provide piping to storage and extend the | 320000 | 2010-01-01 | 3 | Mendocino District | New well connection lines; power, source, distribution
4100512 | 007 | LOMA MAR MUTUAL | O | 0 | C | 108 | Need to add addition storage capacity to meet system demands, fire flow and CA Waterworks Standards | Install additonal 40,000-gallon reserve storage tank | 40000 | 2006-01-01 | 17 | Santa Clara District | Addition of storage capacity
4100512 | 008 | LOMA MAR MUTUAL | O | 0 | C | 108 | Old (50-75 years old ) distribution system pipes with maintenance problems and exposed to potential bacteriological problems | Make upgrades to existing underground distribution systm piping and valves | 360000 | 2006-01-01 | 17 | Santa Clara District | Upgrade underground piping system and valves
5000099 | 001 | DEL RIO EAST HOA WATER SYSTEM | O | 0 | C | 110 | BACK-UP WELL IS CONTAMINATED WITH DBCP IN EXCESS OF MCL | THEY PROPOSE TO DRILL A NEW WELL. CITY OF MODESTO HAS PUBLIC WATER ABOUT 1000 TO 2000 FEET FROM THIS SYSTEM. THEY SHOULD CONNECT TO THE MODESTO DEL RIO SYSTEM. | 75000 | 1998-01-01 | 10 | Stockton District
4200891 | 001 | BOBCAT SPRINGS M WC OS | O | 0 | C | 120 | Replace deteriorated distribution pipes. | replace 3000 feet of 6 inch line. | 200000 | 1998-01-01 | 6 | Santa Barbara District
2100519 | 003 | ESTERO MUTUAL | O | 0 | C | 125 | Well 12 requires conditioning and replacement of old pump and rusted surface casing to improve water supply and safty. Rusted surface casing may allow intrusion of foreign material, that could contaminate the well. Iron bacteria build up often clogs pu | Well 12 would be bailed out to remove excessive build up at bottom of well. Acid treated to help remove excess iron bacteria build up in well and rock stratum. Replacement of surface casing and installation of new pump and motor. | 4800 | 2008-01-01 | 18 | Sonoma District | Well 12 conditioning
4300522 | 003 | LAKE CANYON MUTUAL WATER COMPANY | O | 0 | C | 125 | Water storage tanks failing; undersized water mains | replace tanks; replace water mains | 450000 | 2007-01-01 | 17 | Santa Clara District | replace storage tank & upgrade distribution (2006)
4300522 | 004 | LAKE CANYON MUTUAL WATER COMPANY | O | 0 | C | 125 | Lower half of the water system serviced by watermain,which does not meet current fire department requrements, resulting in low water pressure | Installation of a 6-inch line throough distribution system | 250000 | 2008-01-01 | 17 | Santa Clara District | Installation of 6-inch line in distribution system (2008)
2700503 | 002 | ASSISI MWC | O | 0 | C | 126 | replace old transite pipes in system | update all the system pipes | 150000 | 2007-01-01 | 5 | Monterey District
4200837 | 001 | RANCHO YNECITA MWC | O | 0 | C | 126 | Wells needs to be rehabilitated. | Acid clean well and replace pump, motor etc. | 25000 | 1998-01-01 | 6 | Santa Barbara District
4300562 | 001 | ROSEVIEW HEIGHTS MUTUAL WATER COMPANY | O | 0 | C | 130 | Tanks are old and need to be replaced. Need to design a more modern system to tell pumps when to start. | Replace tanks and design a new system to turn on pumps when tanks need filling. | 200000 | 2003-01-01 | 17 | Santa Clara District | Tank Replacement
3900701 | 001 | CURRIER ESTATES WATER CORP | O | 0 | C | 148 | Elevated arsenic in well | Add treatment or replace well with elevated arsenic. | 100000 | 2007-01-01 | 10 | Stockton District | Currier Estates Well Project
2700766 | 004 | STRAWBERRY RD WS #06 | O | 0 | C | 150 | The Strawberry Water System provides water to 27 households. Currently there are two storage tanks (one 15,000 and one 10,000 gallons). Both tanks are more than 30 years old and are aged. The tanks have developed holes that have been repaired on severa | The plan is to contract with a reputable contractor who will provide equipment, materials and labor to extend the cement foundation to accommodate at a minimum three (3) 10,000 poly storage tanks. They will drain the one 15k tank and dispose of the tank, | 40000 | 2009-01-01 | 5 | Monterey District | Replace 30+ year old Storage Tanks for Small Water System
2300590 | 001 | SURFWOOD MUTUAL WATER CORPORATION | O | 0 | C | 160 | Creek intake subject to contamination from spills into creek from adjacent highway | Construction of 100K raw water tank to allow intake to be shut down. Construction of four wells to serve as backup to surface water source. | 150000 | 2004-01-01 | 3 | Mendocino District | Raw Water Storage Tank & Back-up Wells
3301512 | 002 | Pinyon Pimes County Water Dist | O | 0 | C | 160 | Current 10,000 gallon pressure tank is in need of replacement due to material fatigue | Removal and replacement of aging 10,000 gallon pressure tank with 15,000 gallon pressure tank (volumn increase to help with area fire supression) | 98000 | 2009-01-01 | 20 | Riverside District | Pressure Tank Replacement
3600400 | 001 | Apple Valley Village MH Est | O | 0 | C | 180 | High calcium and magnesium | Construct filtration system | 20000 | 1998-01-01 | 13 | San Bernardino District
4300560 | 004 | GREEN MOUNTAIN WATER COMPANY | O | 0 | C | 190 | development of additional storage capacity | development of additional storage capacity | 250000 | 2004-01-01 | 17 | Santa Clara District | Development of additional storage capacity and booster pump
4200560 | 001 | SISQUOC #1 | O | 0 | C | 200 | 10,000 gallon reservoir is deteriorated and needs to be upgraded. | Construct new 10,000 gallon reservoir. | 10000 | 1998-01-01 | 6 | Santa Barbara District
5000066 | 001 | MODESTO MOBILE HOME PARK, LLC | O | 0 | C | 200 | Back up well does not meet nitrate and DBCP standards. | Connect to City of Modesto | 220000 | 1999-01-01 | 10 | Stockton District
2701926 | 001 | MORO RD WS #09 | O | 0 | C | 210 | The system has 6 storage tanks 3 -20,000 gallon tanks installed in 1979 and 3 -17,000 gallon tanks installed in 1997. The 3 - 20,000 gallon tanks have increasing shown signs of increased rusting inspite of regular painting & maintenance. | Replacement of the 3 - 20,000 gallon tanks is required. New tanks will be placed in the same area. The existing pads will be checked to see if they need to be replaced at the same time. | 80000 | 2008-08-01 | 5 | Monterey District | Moro Road Water System #9 - tank replacement
4200881 | 001 | OAK TRAIL ESTATES MWC | O | 0 | C | 210 | Needs to improve source capacity. | Drill and install new 100 HP pump and 12 inch well. | 125000 | 1998-01-01 | 6 | Santa Barbara District
0510019 | 001 | WALLACE COMMUNITY SERVICES DISTRICT | O | 0 | C | 220 | The District currently provides potable water service to approximately 100 residences utilizing groundwater sources. The State of California and County of Calaveras have consistently urged the District to operate from reliable surface water. While the s | This refurbishment project will consist of the following elements.a. Design a modified Water Treatment Plant that will treat surface water as well as ground water.b. Procure and install an ultra-filtration system, sized appropriate for near term needs, | 1698000 | 2010-01-01 | 10 | Stockton District | Surface Water Ready Treatment Facility
5601104 | 002 | CASITAS MUTUAL WATER COMPANY | O | 0 | C | 229 | Problem DescriptionThe water system problems that this project is intended to address are as follows:1. This project is intended to upgrade the existing system to provide sufficient volume & pressure so that we can install fire hydrants for fire protecti | Project DescriptionThis project will replace the overall water system of the Casitas Mutual Water Company. This will include the following items:1. Replacement of 2500 linear feet 8" CL150 C-900 PVC pipe line.2. Replacement of 2500 linear feet 6" CL150 | 1300000 | 2010-01-01 | 6 | Santa Barbara District | Distribution System Upgrades and Fire Hydrants
4200870 | 002 | CASMALIA COMM. SERVICE DIST. | O | 0 | C | 234 | The distribution system is in dilapidated condition, leaks continuously, and breaks frequently. They have frequent water outages due to distribution system failure. There are approximately 60 water service laterals that need replacement from the main to t | The project will consist of distribution system repairs to replace portions of the delivery system and approximately 60 service laterals. A distribution system evaluation needs to be done to determine if the main is in serviceable condition.Costs include | 400000 | 2007-10-01 | 6 | Santa Barbara District | Distribution System Rehabilitation
0103041 | 001 | TRAILER HAVEN MOBILEHOME PARK | O | 0 | C | 240 | Storage tank ia out dated and nonfunctional. | New pump system for maximum water pressure and for the fire Dept. hook up in case of emergency | 50000 | 2003-01-01 | 4 | San Francisco District | Storage Tank/Pump System
1500544 | 001 | ENOS LANE PUBLIC UTILITY DISTRICT | O | 0 | C | 250 | PART OF SYSTEM HAS DEAD END WATER LINES | LOOP THE SYSTEM | 500000 | 1998-01-01 | 19 | Tehachapi District
3901216 | 001 | SANTOS RANCH PWS #5-CSA #35 | O | 0 | C | 250 | HIGH TDS IN WELL 1 | CONNECT TO CITY OF TRACY WATER AND BLEND. (APPEARS TO BE INTERCONNECTION, NOT CONSOLIDATION). OTHER = DESIGN AND CONSTRUCTION | 600000 | 1998-01-01 | 10 | Stockton District
4900667 | 001 | COLLEGE PARK MUTUAL WATER COMPANY | O | 0 | C | 250 | Well collapsing | Drill new well | 100000 | 2001-01-01 | 18 | Sonoma District
1000078 | 003 | FCWWD #42/ALLUVIAL & FANCHER | O | 0 | C | 255 | Primary water source has exceeded MCLs for nitrates. California Department of Health (local office) has directed this source be taken offline.This is a violation of Title 22 CCR 63341 | Drill well, provide electrical power, obtain easements, construction design, inspections, locate well site, geological evaluation and possible destruction of contaminated source. | 150000 | 2009-01-01 | 23 | Fresno District | New Water Source - Nitrate
3100058 | 003 | DUTCH FLAT MUTUAL | O | 0 | C | 290 | A combination of monitoring (control replacement) and feasibility study - drought planing.High water demand in the summer through early fall is causing the plant to operate near peak capacity. If this increase in usage continues will need to repace non-e | THe DFMWC daily winter use is approximately 19,000 gallons per day. Summer use may be as high as 91,000 gallons/day. Approx 80% of this 71,000 gallon difference is for the irrigaion of landscaping, small gardens or small orchards or approximately 9 mill | 21890 | 2009-01-01 | 2 | Lassen District | WC - Quantity
3100058 | 004 | DUTCH FLAT MUTUAL | O | 0 | C | 290 | Water security improvements needed. | This project is to provide an adequate fence and security lighting system for the water plant and storage facilities. Currently this is the only available water source for the community so protection is very important.The water treatment plant has a 6 fo | 34250 | 2009-01-01 | 2 | Lassen District | DFMWC - Security
3110028 | 001 | NORTHSTAR C.S.D. | O | 0 | C | 300 | Inadequate water supply. Need additional wells. | Develop groundwater storage. Involves study, design and construction. | 250000 | 1998-01-01 | 2 | Lassen District
3110042 | 004 | TAHOE SWISS VILLAGE UTILITY | O | 0 | C | 300 | Tahoe Swiss Village Utility TSVU is in the middle of tow adjacent small water company's that each have only one source of supply for their customers.Madden Creek Water to the south and Tahoe Park Water-Skyland-Nielsen to the north. Tahoe Park Water is | TSVU proposes to intertie the two water company's: Tahoe Park Water/Skyland-Nielsen (TPSN) to the north would require obtaining an easement over United State Forest Service (USFS) land and working within a power line easement. A surveyor would have to | 396000 | 2010-01-01 | 2 | Lassen District | Tahoe Swiss Village Utility/Tahoe Park Water-Skyland Nielsen #3110049 intertie
3110042 | 007 | TAHOE SWISS VILLAGE UTILITY | O | 0 | C | 300 | Tahoe Swiss Village Utility (TSVU) is in the middle of two adjacent small water company's that each have only one source of supply for their customers.Tahoe Park Water-Skyland to the north and Madden Creek to the south. Madden Creek is agreeable to TSVU | TS proposes to intertie the two water company's:Madden Creek to the south would require within TSVU's service area the installation of approximately 1000 feet of 8" pipe with valves, three hydrants, 13 new water lateral with meter pits. The proposed impr | 366000 | 2010-01-01 | 2 | Lassen District | Tahoe Swiss Village/Madden Creek DPHS#3110043
3110043 | 002 | MADDEN CREEK WATER COMPANY | O | 0 | C | 300 | system has insufficient/no backup water supply | upgrade main and connect to neighboring water co. | 440000 | 2010-01-01 | 2 | Lassen District | intertie
4300517 | 001 | CHEMEKETA PARK MUTUAL WATER COMPANY | O | 0 | C | 320 | Our system has insufficient primary storage capacity (~180kgal) to deal with more than one house fire at a time to protect our 143 residences. This was demonstrated by a two-alarm house fire that occurred here in January 2007, which temporarily reduced ou | Our current storage system capacity is about 180,000 gallons for a community of approximately 320 people. Processed water is pumped to the storage facility at the highest point in the community and distributed by gravity. The primary proposed new tank sit | 2890000 | 2010-01-01 | 17 | Santa Clara District | New large storage tank
1800534 | 002 | SPAULDING EAGLE LAKE MWC | O | 0 | C | 325 | Lack of circulation | Add loop. Construct new mains between existing mains. | 50000 | 2002-01-01 | 2 | Lassen District | Loop distribution system
3301879 | 001 | SHARONDALE MESA HOA | O | 0 | C | 330 | Existing 1 plastic service lines are leaking in street creating substantial damage to street as well as loss of water. Plastic service lines need to be replaced with 1 copper pipe. | 1 copper pipe will be installed to replace leaking 1 plastic service lines.1 corporation stops will be installed at the distribution pipeline to do away with the unvalved connections. | 350000 | 2007-01-01 | 20 | Riverside District | Sharondale water service Line Replacement
3700866 | 001 | DEL DIOS MUTUAL WATER COMPANY | O | 0 | C | 330 | The community of Del Dios, served by the Del Dios Mutual Water Company, lost 27 homes in the Witch Creek Fire of 2007. In this fire and previous fires, the system has run out of water to fight the fires. The recommendations for the upgrading of our system | To comply with the Rancho Santa Fe Fire Protection District's laws and ordinances, the Fire Department is recommending the following:Install 4250 LF of 8" water mainInstall 4280 LF of 6" water mainInstall 16 fire hydrantsInstall a 500,000 gal welded steel | 2558513 | 2010-01-01 | 14 | San Diego District | Water tank, Fire hydrants and distibution
3702354 | 003 | WARNER SPRINGS ESTATES | O | 0 | C | 340 | Warner Springs Estates/Stone Ridge was constructed approximate 35 years ago. At that time, present codes were not in place and four streets/areas in the community--Ironwood, Manzanita, Ocotillo and Ocotillo Court--do not have adequate water line connecti | Removal of 2 pipe lines and installation of 6 pipe lines will be done on four streets containing approximately 56 lots: Ironwood, Manzanita, Octillo and Octillo Court. This will involved digging trenches, pipe installation, appropriate replacement of | 400000 | 2008-05-01 | 14 | San Diego District | Warner Springs Estates/Stone Ridge Water Distribution
2100508 | 001 | MUIR BEACH COMMUNITY | O | 0 | C | 350 | Muir Beach CSD currently has a 150,00 gallon Redwood Tank that is over 40 years old and is near the end of useful life. | Construct a new Water Tank, increasing the storage capacity to 200,000 gallons, at the same site as the existing tank. The new tank should be made of concrete.Muir Beach currently gets all of its water from a groundwater source in the valley, where it is | 450000 | 2010-01-01 | 18 | Sonoma District | Muir Beach CSD Upper Water Tank
3110029 | 001 | ALPINE SPRINGS COUNTY WATER DISTRICT | O | 0 | C | 380 | Redwood tank that is source of contamination to the drinking water. | Replace the redwood tank with a steel tank. Involves design and construction. | 500000 | 2001-01-01 | 2 | Lassen District
2110007 | 001 | COAST SPRINGS - CAL. WATER SERVICE (PUC) | O | 0 | C | 400 | Old reservor leaking and corroded. | Replace with new reservoir. | 100000 | 1998-01-01 | 18 | Sonoma District
4400617 | 001 | SUMMIT WEST MUTUAL WATER CO. | O | 0 | C | 400 | System has many poorly located small storage tanks that are aged or were damaged in 1989 earthquake. | Replace existing tanks with one new, optimally located tank of adequate capacity | 250000 | 2002-01-01 | 5 | Monterey District
1300616 | 003 | PALO VERDE COUNTY WATER DIST. | O | 0 | C | 410 | equipment storage needed | construct storage facility | 20000 | 2006-01-01 | 14 | San Diego District | plant equipment storage
4100533 | 001 | SKYLONDA MUTUAL | O | 0 | C | 431 | Taste and odor problems caused by algae in raw water storage basin. | Addition of charcoal filter to control taste and odor problems. | 15000 | 2001-01-01 | 17 | Santa Clara District | Correct T&O problems
4100533 | 003 | SKYLONDA MUTUAL | O | 0 | C | 431 | Water system is unreliable during frequent power outages. | Purchase and install emergency generator. | 10000 | 2001-01-01 | 17 | Santa Clara District | Emergency power supply
4100533 | 005 | SKYLONDA MUTUAL | O | 0 | C | 431 | Raw water pumps that raise water from La Honda Creek to Blakewood Way Storage Basin need to be replaced. | Install replacement 3hp raw water pump and controller unit. | 10000 | 2001-01-01 | 17 | Santa Clara District | Replace raw water pumps
4100533 | 006 | SKYLONDA MUTUAL | O | 0 | C | 431 | Existing storm drain bypass and surrounding area need to be upgraded to protect water quality in the raw water storage basin. | Repair slippage along Highway 84 that runs along the side of the storage basin and improve the raw water storage site. | 12000 | 2001-01-01 | 17 | Santa Clara District | Source protection
2310013 | 002 | POINT ARENA WATER WORKS | O | 0 | C | 465 | Replace a 15H.P. submersible pump at the Garcia River. The pump is located on a raised pad 250 feet northwest of the old existing well, which floods during the winter time. When the river floods, it is impossible to get to the pump because the field is un | Acquisition of 15H.P. submersible pump to operate as a backup pump should the currently installed 15H.P. submersible pump at the Garcia Well 02 (which is the only source of water for the system) fail. It would take a minimum of two to three days to have a | 13700 | 2008-01-01 | 3 | Mendocino District | Pumping Equipment, Replace the 15 HP submersible pump at Garcia River
3103835 | 001 | LAKEVIEW HILLS COMMUNITY ASSOC | O | 0 | C | 499 | Water sytem was designed as a dual system (irrigation and domestic) due to older and leaking infrastructure domestic lines lose water pressure; therefore increasing risk of cross connection with irrigation system. | Replace water line infrastructure to 150 residents. | 3000000 | 2002-01-01 | 2 | Lassen District
2800521 | 002 | CIRCLE WATER DISTRICT | O | 0 | C | 500 | Storage tank in poor condition | Storage Tank & Pump Station | 400000 | 2001-01-01 | 3 | Mendocino District
3110019 | 003 | SQUAW VALLEY MUTUAL WATER COMP | O | 0 | C | 500 | Old wells. Needs additional wells. | Replace old well with new one. | 300000 | 2002-01-01 | 2 | Lassen District | Well replacement
4810010 | 002 | SID - GIBSON CANYON | O | 0 | C | 518 | Surface water from the Putah South Canal is pumped from the Eldredge Pumping Plant to this reservoir on its way to serve Gibson Canyon, Pleasants Valley and the Uhl Lateral. It has a surface area of 2.2 acres and a capacity of 21.1 acre feet of water. In | This project will first remove the deteriorated existing tar bottom liner and aquatic vegetation. Next equipment will be used to re-grade the bottom and remove the excess earth spoils. Fiber reinforced concrete will be pneumatically placed over a 40 mil. | 2000000 | 2010-01-01 | 4 | San Francisco District | Bascherini Reservoir Concrete Bottom Lining-Phase 2 (No. G.1.a)
3400172 | 002 | TOKAY PARK WATER CO | O | 0 | C | 525 | Pipes are too old and cause emergency, costly repairs. | Replace piples and valves. | 950000 | 2002-01-01 | 9 | Sacramento District | Rehabilitate distribution system
3600260 | 003 | Smiley Park Country Club | O | 0 | C | 530 | Smiley Park Country Club is a private community in the San Bernardino Mountains near Running Springs. This is a community of 165 building sites (125 currently have water connections) in an area of 265 acres. Smiley Park maintains a private water system | We propose to install an automatic, digital tank level monitoring system which will indicate when the tank is both very low and when it is close to overflow. The digital information will be sent wirelessly to allow monitoring. In additon, during overflo | 5000 | 2008-01-01 | 13 | San Bernardino District | Smiley Park Tank Monitoring System
3600260 | 004 | Smiley Park Country Club | O | 0 | C | 530 | Smiley Park Country Club is a private community in the San Bernardino Mountains near Running Springs. This is a community of 165 building sites (125 currently have water connections) in an area of 265 acres. Smiley Park maintains a private water system | A recommended treatment to reduce corrosivity is an aeration system which allows dissolved CO2 to be released resulting in raising the pH and, hence, reducing the corrosivity. An aeration system is preferred over treatment system that add chemicals to t | 30000 | 2008-06-01 | 13 | San Bernardino District | Smiley Park Corrosivity Treatment System
3110023 | 005 | NORTH TAHOE PUD - CARNELIAN WOODS | O | 0 | C | 600 | The Carnelian water system consisting of 407 connections is reliant on a single well source. This well, constructed in 1971, is housed in a wood framed structure which is in a location vulnerable to wildland fire. The service area has limited backup wat | This project will reconstruct and enlarge the existing well building. The new well building will use fire resistive construction including walls, doors and roof. Standby power in the form of a self contained engine/generator set will be housed within the | 269250 | 2009-01-01 | 2 | Lassen District | Carnelian Woods Well Building Rehabilitation
3910018 | 001 | SAN JOAQUIN RIVER CLUB INC | O | 0 | C | 600 | EXTREMELY HIGH TDS WATER. | TAKE SURFACE WATER FROM SAN JOAQUIN RIVER AND TREAT WITH SURFACE WATER TREATMENT PLANT. OTHER = DESIGN AND CONSTURCTION | 750000 | 1999-01-01 | 10 | Stockton District
4000222 | 006 | AVILA BEACH COMM SERVICE DIST | O | 0 | C | 600 | Valves don't operate due to corrosion | Replace valves and distribution piping | 250000 | 2003-01-01 | 6 | Santa Barbara District | Valve replacement
4210022 | 001 | GOLDEN STATE WATER COMPANY - LAKE MARIE | O | 0 | C | 630 | This small system is currently only supplied by two wells, and a third source of supply is needed for backup and to meet current and future demand. | This small system is currently only supplied by two wells, and a third source of supply is needed for backup and to meet current and future demand. | 2100000 | 2010-01-01 | 6 | Santa Barbara District | Lake Marie - Vineyard Well #6
4210022 | 002 | GOLDEN STATE WATER COMPANY - LAKE MARIE | O | 0 | C | 630 | This small system is currently only supplied by two wells; one of those wells has serious structural issues, such as a hole in the casing, and needs to be replaced. | This small system is currently only supplied by two wells; one of those wells has serious structural issues, such as a hole in the casing, and needs to be replaced. A new well will be drilled, equipped, and connected to the treatment and distribution sy | 2200000 | 2010-01-01 | 6 | Santa Barbara District | Lake Marie - Lake Marie Well #4
5610006 | 005 | YERBA BUENA WATER COMPANY | O | 0 | C | 690 | YBWC has over 240 service connections, including multi-unit housing complexes and youth camps serving up to 500 children at one time. All water is obtained from 3 wells pumping from a single aquifer. Our consultants have advised that a new 300-400 ft we | 2 new 250,000 gal tanks to be installed at a site within the existing ybwc easement area. 1 new well to be drilled (300-400 ft deep), including well house, operating equipment and distribution lines. | 500000 | 2010-01-01 | 6 | Santa Barbara District | New well and storage tank
2110001 | 001 | INVERNESS PUBLIC UTILITY DIST | O | 0 | C | 702 | Old redwood tanks leaking. End of useful life. | Replace old finished water tanks. | 225000 | 1999-01-01 | 18 | Sonoma District | Replace redwood tanks (1997)
2110001 | 002 | INVERNESS PUBLIC UTILITY DIST | O | 0 | C | 702 | Treatment plants occasionally cannot meet demand. | Purchase and install another microfiltration membrane package unit capable of producing an additional 50 gpm | 140000 | 1998-01-01 | 18 | Sonoma District | Replace Microfiltration Unit (1997)
3000825 | 001 | SOUTH MIDWAY CITY MUTUAL WATER CO. | O | 0 | C | 717 | Aged infrastructure/equipment and insufficient site security | Finish the installation of hydro-pneumatic pressure tank; well re-hab; site security improvements (entry gate, pump enclosure and fencing); install emergency back-up power and solar power system. | 120000 | 2007-01-01 | 8 | Santa Ana District | Water Productioni System Improvement Project
3000825 | 002 | SOUTH MIDWAY CITY MUTUAL WATER CO. | O | 0 | C | 717 | We hope to achieve improved water production security by replacing aged infrastructure/equipment, installation of emergency back-up power system, and by making site security improvements. Unfortunately, we do not have sufficient reserve fudns to achieve | Currently, we are seeking funds to make improvements to the Production side of our operation with our Water Production Security Improvement Project. Following, is a prioritized list of improvements, including estimated costs and total:1. Re-hab exi | 350000 | 2008-07-01 | 8 | Santa Ana District | Security Improvement Project
1610006 | 001 | STRATFORD PUD | O | 0 | C | 837 | We recently drilled a new well due to the constant water level drop in our area, We completed the project in June of 2004. However the problem we have come across is that the well is producing a large of air along with the water. Our only source of pressu | Two 50,000 gallon above ground storage tanks along with a pressure pump and a stand-by generator. | 200000 | 2009-01-01 | 12 | Visalia District | Stratford PUD
3310040 | 002 | FERN VALLEY WD | O | 0 | C | 900 | We are a not-for-profit conference center and camp at about 5600 feet elevation. The local area has been getting drier and drier over the last 5-10 years. Our current and only well is dry at 320 feet. We only have 7900 gallons of storage with 2 tanks a | We have a serious capacity problem that not only effects our operation, but also the agencies that we have agreed to support in the event of an emergency (CDF and the Red Cross). Our local well and system is shut down and we are currenly using city water | 185000 | 2007-10-01 | 20 | Riverside District | Tahquitz Pines Water Project
4910010 | 001 | SONOMA COUNTY CSA 41-FITCH MOUNTAIN | O | 0 | C | 900 | Too much air is dissolved in the water at the booster pump station. | Install 30,000 gal tank on an easement near the top of the mountain. Install a higher head pump at the booster station and extend the water line up to the new tank. | 60000 | 1998-01-01 | 18 | Sonoma District
1910075 | 008 | LOS ANGELES CO WW DIST 21-KAGEL CANYON | O | 0 | C | 998 | THE EXISTING DISCHARGE PIPELINE FROM THE DISTRICT NORTHERLY WELL (NO. 5) IS AGED, UNDERSIZED, AND IN NEED OF REPLACEMENT. THIS WELL HAS THE HIGHEST PRODUCTION, LOW NITRATE LEVEL, AND IS NECESSARY FOR SUCCESSFUL NITRATE BLENDING WITH OTHER SOURCES. | REPLACE 3000 FT OF 4" DISCHARGE MAIN. | 340000 | 2001-01-01 | 16 | Central District
1910244 | 002 | GREEN VALLEY CWD | O | 0 | C | 1000 | Security Project | We are a rural isolated community completely surrounded by the Angeles National Forest. All of our well locations are secured by a well house and chain link fence. Our water storage tanks and booster pump stations are located throughout the town some in v | 77000 | 2008-05-01 | 15 | Metropolitan District | Security Vulnerability Protection
1910244 | 003 | GREEN VALLEY CWD | O | 0 | C | 1000 | The District’s water storage tank systems are designed so that the water enters and exits the tank near the bottom through the same pipeline. During periods of low water use, the water at the top of the tank is not always used. By mixing the water in the | A Solar Powered Water Tank Circulator would be installed at each of the six water storage tanks. | 180000 | 2008-09-01 | 15 | Metropolitan District | Solar Powered Water Tank Circulator
1910244 | 005 | GREEN VALLEY CWD | O | 0 | C | 1000 | All the District’s wells pump a total of approximately 200 gpm and deliver it into the lower zone tanks. Customer demand is furnished from the 800,000 gals of storage which are in three pressure zones. An additional well would increase the production capa | The project involves the drilling of a test well and if successful the drilling and development of the production well. The installation of the pump, panel and pipeline to existing pipelines would follow the completion of the well. Location of the well | 110000 | 2008-09-01 | 15 | Metropolitan District | Additional water source – Drill alluvial well
4010028 | 001 | SLO CSA NO. 16 - SHANDON | O | 0 | C | 1030 | existing distribution lines are inadequate for providing fire flows and pressures | Replace existing water distribution lines | 700000 | 2007-01-01 | 6 | Santa Barbara District | Distribution lines
4010003 | 003 | SAN MIGUELITO MWC | O | 0 | C | 1385 | Needs to improve sources. | Test existing Hot Well and East Harford wells for treatability and production. | 15000 | 1999-01-01 | 6 | Santa Barbara District
4010003 | 004 | SAN MIGUELITO MWC | O | 0 | C | 1385 | Needs to improve sources. | Research feasibility of local groundwater basin (hot well) to store excess treated water. | 10000 | 1998-01-01 | 6 | Santa Barbara District
4910021 | 002 | BODEGA BAY PUBLIC UTILITY DISTRICT | O | 0 | C | 1423 | The town of Bodega Bay is the largest unincorporated commercial and residential center in western Sonoma County located along Highway 1, on the County’s southern coast. Historically, the town was primarily a fishing village with relatively few permanent r | The project involves construction within the Bodega Bay public water system of an interconnection between two independent water service pressure zones within the Bodega Bay community. The independent water pressure zones are identified as Bodega Harbour | 480000 | 2010-01-01 | 18 | Sonoma District | Bodega Bay Public Utility District Bodega Harbour High Zone Intertie
1910023 | 001 | AVERYDALE MWC | O | 0 | C | 1500 | Our #3 Well produces water with very fine particles of clay. Several attempts to clean up the water have failed. Both of our other two wells are over 30 years old. | Drill a replacement well. | 100000 | 1998-01-01 | 16 | Central District | Well No 3 replacement
2110004 | 002 | STINSON BEACH COUNTY WTR DIST | O | 0 | C | 1500 | Extensive treated water storage tank coating system failures. | Storage tank coating system repairs. | 115000 | 1998-01-01 | 18 | Sonoma District | Storage tank recoating (1997)
2110004 | 003 | STINSON BEACH COUNTY WTR DIST | O | 0 | C | 1500 | Minimal treated water storage capacity | Construct additional treated water storage capacity | 250000 | 1999-01-01 | 18 | Sonoma District | Treated water storage (1997)
5410011 | 005 | SPRINGVILLE PUD | O | 0 | C | 1500 | Replace storage capacity by rebuilding abandonded storage tank and distribution line to system | Demolition and reconstruction of unrepairable treated water storage tank. Replacement and rehabilitation of distribution line between storage tank and distribution system. | 5000000 | 2009-01-01 | 12 | Visalia District | Springville P.U.D water system infrastructure improvement project
5410011 | 006 | SPRINGVILLE PUD | O | 0 | C | 1500 | Water treatment plant scada system components are obsolete, no longer supported by manufacturer and are beginning to fail. Air actuated valve controls are obsolete and need to be replaced with electric controls. | Replace Water treatment plant scada system programmable logic controller and electrical components with current versions and reprogram scada program to be compatible with new components are obsolete, no longer supported by manufacturer and are beginning | 175000 | 2009-01-01 | 12 | Visalia District | Water Treatment Plant Scada and valve control upgrade
5610035 | 003 | RIO MANOR MUTUAL WATER CO | O | 0 | C | 1500 | Two old hydrants are corroded and need replacing due to valves not operating. | Replace hydrants | 7000 | 2003-01-01 | 6 | Santa Barbara District | Hydrant replacement
1710010 | 007 | LOWER LAKE COUNTY WATER DISTRICT | O | 0 | C | 2025 | Aquifer level decreasing. May soon be too low for existing Cache Creek wells to continue to be viable system sources. | Cache Creek intake, microfiltration unit and recharge well. | 2000000 | 2003-01-01 | 3 | Mendocino District | Groundwater Recharge
5610058 | 001 | CRESTVIEW MUTUAL WATER CO | O | 0 | C | 2100 | Main Source (deep well) has >3.0 mg/l of TOC causing high THMs and discoloration of plant product water. | Add secondary treatment of either ozone or biological filtration to remove TOC & color. | 600000 | 2000-01-01 | 6 | Santa Barbara District
3610048 | 001 | TERRACE WATER CO | O | 0 | C | 2200 | Old pipelines in need of replacement | Replace pipeline | 750000 | 2003-01-01 | 13 | San Bernardino District | Replace pipeline
3610048 | 002 | TERRACE WATER CO | O | 0 | C | 2200 | Terrace Water Company is currently without an emergency interconnection. For many years, the Company had an intertie with a neighboring system. When the system replaced lines in the area, the intertie was abandoned without notification. Without prior know | Terrace Water Company is seeking support from the CDPH, Division of Drinking Water, to replace the system’s emergency interconnection. Our previous connection was abandoned as a result of line upgrades by our partnering system. Therefore, for reasons beyo | 100000 | 2009-01-01 | 13 | San Bernardino District | Terrace Water Company Emergency Interconnection Project
5610015 | 003 | VENTURA CWWD NO. 19 - SOMIS | O | 0 | C | 2266 | Replace deteriorated distribution pipeline. | Construct 2,500 LF of 12-inch water line to replace existing 6 inch CML steel water line. | 182000 | 1999-01-01 | 6 | Santa Barbara District | Replace 2500 feet of 6 in line
5610015 | 004 | VENTURA CWWD NO. 19 - SOMIS | O | 0 | C | 2266 | Needs to replace the deteriorated distribution pipes. | Construct a 4,500 LF of 10-inch water line to replace existing 8-inch CI water line. | 297000 | 1999-01-01 | 6 | Santa Barbara District | replace 4500 feet of 8 inch line
5610015 | 006 | VENTURA CWWD NO. 19 - SOMIS | O | 0 | C | 2266 | Needs to replace inadequate size distribution pipes. | Construct 2,200 LF of 8-inch water lines to replace existing water lines. | 131000 | 2000-01-01 | 6 | Santa Barbara District | replace 2200 feet of line
5610015 | 008 | VENTURA CWWD NO. 19 - SOMIS | O | 0 | C | 2266 | Ventura Waterworks District No. 19 (District) provides water service to domestic and agricultural customers in the Somis community and the surrounding areas. The District was established in 1981 when it assumed the ownership of the Rancho Las Posas Mutua | The project goal is to provide a reliable high quality water supply in compliance with Federal and State requirements and to provide fire flow. This infrastructure improvement project in District No. 19 would implement a replacement program based on an e | 12100000 | 2007-11-01 | 6 | Santa Barbara District | Ventura County Waterworks District No. 19 Infrastructure Improvement
5610015 | 009 | VENTURA CWWD NO. 19 - SOMIS | O | 0 | C | 2266 | Ventura County Waterworks District No. 19 (Distict) provides water service to the community of Somis. Well #4 was drilled in December 2007. When the well water was originally tested, it had excessive concentrations of Iron and Manganese secondary conta | The Contractor shall furnish all materials, equipment, tools and labor for the construction of an operational facility to pump raw water at a rate of 1200 gpm from existing Well No. 4, (drilled and constructed in late 2007), and receive filtration to remo | 2500000 | 2010-01-01 | 6 | Santa Barbara District | County of Ventura Waterworks District No. 19 - Well #4 Facility Treatment
5610015 | 011 | VENTURA CWWD NO. 19 - SOMIS | O | 0 | C | 2266 | Ventura County Waterworks District No. 19 (District), which provides water service to the community of Somis, has a Supervisory Control and Data Acquisiton (SCADA) system to monitor and control various facilites. The District's water supply comes from b | The project will include the installation of SCADA hardware consisting of Remote Terminal Units, radios for data communication, antennas to transmit the data to the main SCADA control station, and pressure transmitters to read the water pressure at the st | 200000 | 2010-01-01 | 6 | Santa Barbara District | Ventura County Waterworks District No. 19 - SCADA Upgrades
5610015 | 014 | VENTURA CWWD NO. 19 - SOMIS | O | 0 | C | 2266 | Ventura County Waterworks District No 19 (District) provides domestic water and fire Protection for the community of Somis.The District has various reservoirs that are inadequately equipped and not in compliance with OSHA regulations such as ladders with | This project is to install Safe-T-Climb Devices, extend existing ladders, provide enclosures for security and safety, and install/repair liquid level indicators.SolarBee type circulation equipment will also be installed.Once completed, this project will c | 375000 | 2010-01-01 | 6 | Santa Barbara District | Ventura County Waterworks District No 19 - Reservoir Safety Upgrades
1910241 | 001 | MESA CREST WATER CO. | O | 0 | C | 2500 | Recoat and reconstruct a 1/2 million gallon reservoir (see attached paperwork) south tank Meadow View Drive, La Canada 91011 (priority 1). | See attached recommendations. Project involves: Design to solve problem and Construction | 50000 | 1998-01-01 | 16 | Central District
1910241 | 002 | MESA CREST WATER CO. | O | 0 | C | 2500 | Recoat and reconstruct a 1/2 million gallon reservoir (see attached paperwork) north tank Meadow View Drive, La Canada 91011 (priority 2) | See attached recommendations. Project involves: Design to solve problem and Construction | 50000 | 1998-01-01 | 16 | Central District
2110006 | 024 | NORTH MARIN WD - PT. REYES | O | 0 | C | 3000 | Water supply outage due to lack of alarms on remote system and lack of redundancy in pumping resulted in coliform contamination. | Alarms and redundancy could prevent future events. SCADA controls and additional backup pumps proposed. | 200000 | 2002-01-01 | 18 | Sonoma District | SCADA Controlls (2008)
2110006 | 027 | NORTH MARIN WD - PT. REYES | O | 0 | C | 3000 | North Marin Water District's (NMWD) West Marin Distribution System services Point Reyes Station, Olema, Bear Valley, Paradise Ranch Estates and Inverness Park. The Town of Inverness also benefits because it has an emergency water supply connection to the | The North Marin Water District (NMWD) proposes construction of a new well and a pipeline to supplement a periodically unreliable water source. The new well will be constructed near an existing NMWD Gallagher Ranch standby well located approximately 1.3 mi | 1676272 | 2010-01-01 | 18 | Sonoma District | Gallager Well & Pipeline
2110006 | 028 | NORTH MARIN WD - PT. REYES | O | 0 | C | 3000 | North Marin Water District's (NMWD) West Marin Distribution System services Point Reyes Station, Olema, Bear Valley, Paradise Ranch Estates and Inverness Park. The Town of Inverness also benefits because it has an emergency water supply connection to the | The project proposes the installation of a salinity monitor at the Coast Guard Wells in Pt Reyes Station. This monitor would send feedback via SCADA to the central Operations center for identification and alert. This system would eliminate the need for | 12000 | 2010-01-01 | 18 | Sonoma District | Coast Guard Well Salinity Monitors
3010068 | 001 | EAST ORANGE COUNTY WD - RZ | O | 0 | C | 3000 | The Barrett-Marcy-Newport Transmission Main Project will replace approximately 2,200 lineal feet of aging 8-inch Asbestos Cement (AC) pipe, most of which is located in areas that are very difficult to access (sloped areas, under landscaped areas). This t | The area served by this pipeline is characterized by steep changes in topography. The pipeline was originally installed in easements through residential property, not in a street easement. Through the years, access to the main and its associated valves | 650000 | 2010-01-01 | 8 | Santa Ana District | EOCWD Barrett-Marcy-Newport Pipeline
3010068 | 002 | EAST ORANGE COUNTY WD - RZ | O | 0 | C | 3000 | The East Orange County Water District serves two functions: 1) it provides wholesale imported water to over 100,000 people directly served by three public and one private retail water agencies and, 2) it provides groundwater and a small amount of imported | The 1926 Well is encountering bacteriological problems and during the last cleaning, the contractor advised that the casing is "fragile" and should not be brushed again. This has limited our ability to resolve the bacteriological issues and we have taken | 1800000 | 2010-01-01 | 8 | Santa Ana District | EOCWD New Well Project
5010039 | 006 | WESTERN HILLS WATER DISTRICT/DIABLO GRAN | O | 0 | C | 3000 | Security Project | The Western Hills Water District (WHWD) owns and operates the water system that serves the community of Diablo Grande. The system is located in a rural area within western Stanislaus County. The original designers of the system did not take into account | 200000 | 2008-05-01 | 10 | Stockton District | Western Hills Water District Water System Security Improvements
1910006 | 001 | SO. CAL. EDISON CO.-SANTA CATALINA | O | 0 | C | 3127 | Basic issue / problem: The district needs to reduce their customer’s water consumption to match the local water supply. Solution: Create water via system wide water conservation programs. The programs (indoor & outdoor) reduce the total water use by 150 | The program has two "full service" elements that encompass a "City Wide Water” Conservation Program. Element A: A team of trained plumbers will retrofit 1,900 residential homes / 4,000 bathrooms with one 1.5 gpm shower head, one .90 gpf dual flush toile | 3000000 | 2010-01-01 | 16 | Central District | SCE Island Wide Water Conservation Program
3110150 | 001 | CALAM - WEST PLACER | O | 0 | C | 3148 | The project provides emergency storage, enhances fire protection & meets peak hour demands. This project will address California Regulation Section 64554 (a). Due to the size of the system, approximately 1,000 connections, and single permanent source of | The project installs approximately 2,900 LF of 16 inch DI Transmission Main, a 2.5 million gallion Storage Tank & a 3,500 gpm Pump Station. It is the only reservoir in the system of about 1,000 homes with the potential for about 3,500 more in the future | 6500000 | 2010-01-01 | 2 | Lassen District | Walerga Road Tank, Booster Pump Station, and Pipeline Project
0910019 | 002 | LAKESIDE PARK ASSOCIATION | O | 0 | C | 3200 | Large sections of the Water distribution system are too small (11/2" and 2") which can not supply demand capacity, old steel pipe which is failing due to corrosion and has many dead-end sections. | Replace old inadequately sized steel pipe with adequately size C 900 pipe and loop all sections to eliminate dead-end mains. | 1500000 | 2006-01-01 | 9 | Sacramento District | Main replacements
2810008 | 001 | VETERANS HOME OF CALIFORNIA | O | 0 | C | 3290 | Algal blooms, iron, manganese, dissolved oxygen levels.This system is currently treating with copper sulfate for algae control. A neighboring system has recently been sued regarding use of copper sulfate under similar application.Iron and manganese pr | Purchase and installation of solar powered circulation equipment in the source water reservoir to provide environmentally acceptable alternative to chemical treatment for algae, iron and manganese. | 125000 | 2008-02-01 | 3 | Mendocino District | Rector Reservoir Solar Circulators
2810008 | 002 | VETERANS HOME OF CALIFORNIA | O | 0 | C | 3290 | A project has just gone out to bid for rehabilitation of an existing 1 million gallon storage tank at the Veterans Home of California. This application is for funding to provide tank level and chlorine residual monitoring equipment and telemetry from th | Purchase and installation of a tank level transducer, chlorine residual analyzer and telemetry equipment to transmit the data from the storage tank to the water treatment plant where the data will be monitored and trended with associated alarms. | 25000 | 2008-01-01 | 3 | Mendocino District | Telemetry for Storage Tank
2810008 | 003 | VETERANS HOME OF CALIFORNIA | O | 0 | C | 3290 | The Rector Water Treatment Plant has a sub-floor serpentine clearwell for chlorine contact prior to transfer to storage.The inlet piping currently enters the clearwell approximately mid-span of the first chamber. This leaves an area approximately 40 fee | Project would consist of modifying the inlet piping to the existing clearwell by extending the piping approximately 40 feet to the head of the first chamber in the clearwell. Piping would be suspended from the roof of the clearwell. Project will requi | 125000 | 2008-01-01 | 3 | Mendocino District | Clearwell Piping Modifications
2810008 | 004 | VETERANS HOME OF CALIFORNIA | O | 0 | C | 3290 | The water treatment plant for the Veterans Home of California, Yountville is equipped with five pressure vessel filters, intended as roughing filters, ahead of two upflow clarifier / mixed media package filter units to aid in handling high turbidity of th | The project would consist of evaluation of media to determine the best material for the application followed by replacement of the existing media with the selected alternative media. | 50000 | 2007-10-01 | 3 | Mendocino District | Replacement Media for Roughing Filters
2810008 | 005 | VETERANS HOME OF CALIFORNIA | O | 0 | C | 3290 | Project is aimed at water conservation efforts by recovering water currently being wasted to percolation or evaporation from process operation.Will also improve operation through enabling improved maintenance of backwash storage ponds. | Engineering and construction of underdrain system, collection sump, pumps, controls, metering, monitoring instruments and piping to return backwash water from backwash ponds to the plant headworks. | 250000 | 2009-01-01 | 3 | Mendocino District | Rector WTP Backwash Recovery System
0510003 | 004 | ANGELS, CITY OF | O | 0 | C | 3441 | No backup emergency water supply for City | Construction of one well and connection to City distribution system. | 325000 | 2004-01-01 | 10 | Stockton District | City of Angels Backup Well
3110009 | 001 | MEADOW VISTA COUNTY WATER DIST | O | 0 | C | 3640 | Distribution piping leaks excessively. DHS has directed that it be replaced. | Replace 16,000 feet with 8 inch pipe. | 560000 | 1998-01-01 | 2 | Lassen District | Rehabilitate distribution system (1997)
3110010 | 004 | TAHOE CITY PUD - MAIN | O | 0 | C | 3997 | The Tahoe Tavern Heights Water Distribution System consists of the consolidation of two previously privately owned and operated water systems. The consolidation occured in the 1970's. Several improvements that were istalled to perform the consolidation | The Tahoe City Public Utility District (District) plans to reconstruct and install new water mains and facilities for specific portions of the Tahoe Tavern Heights Water Distribution System. The existing infrastructure has been identified as containing u | 716580 | 2010-01-01 | 2 | Lassen District | TAHOE TAVERN HEIGHTS WATER DISTRIBUTION SYSTEM IMPROVEMENTS
5610005 | 003 | MEINERS OAKS CWD | O | 0 | C | 4000 | The system storage consists of 3-500,000, 1-250,000, and 1-80,000 gallon ground storage tanks. All are inter-connected with the distribution system. The tanks are located on gravel base. All are in dilapidated condition. Two of the 500,000 gallon tanks | Replacement of two of the 500,000 gallon storage tanks, and the 80,000 gallon tank. Build new concrete pads adjacent to the current tanks, replace the three tanks including interconnection valving, and demolish the three old tanks. | 750000 | 2007-09-01 | 6 | Santa Barbara District | Storage Tank Replacement
1310003 | 002 | GSWC, CALIPATRIA | O | 0 | C | 4040 | The existing 6-inch pipeline requires replacement for hydraulic and fireflow deficiencies. The installation of a 12-inch line will provide better fire flows to the west side of the Calipatria system and result in higher residual presure during a fire flo | Replace 6-inch Transite pipeline with 12-inch PVC between Church Street and Date Street from Ironwood Road to Lake Avenue, and install new 12-inch from Lake Avenue to Sorenson Road. | 292249 | 2009-01-01 | 14 | San Diego District | Date Road from Sorenson Rd to Ironwood Rd 2010
1910248 | 002 | LOS ANGELES CO WW DIST 37-ACTON | O | 0 | C | 4282 | 3220 TANK. SEVERAL HUNDRED HOMES WITHIN THE DISTRICT OBTAIN THEIR DOMESTIC AND FIRE FLOWS FROM A REGULATED ZONE. WATER IS PUMPING FROM DISTRICT WELLS INTO A 3,483 FT. ZONE ELEVATION AND IS THEN REGULATED DOWN TO 3,220 FT. ZONE. | CONSTRUCT A 300,000 GALLON INTERMEDIATE TANK TO PROVIDE STORAGE. | 3040000 | 1999-01-01 | 16 | Central District
1910248 | 008 | LOS ANGELES CO WW DIST 37-ACTON | O | 0 | C | 4282 | Well will not comply with the future standards for radon and arsenic. | Modify existing facilities to meet the new MCLs | 2000000 | 2002-01-01 | 16 | Central District
3710004 | 003 | DEL MAR - CITY OF | O | 0 | C | 4580 | The Zuni Reservoir is an existing one million gallon, concrete reservoir built in the 1930s. The existing roof is composed of a bituminous mastic applied over roofing felt base sheets and covered with a gravel finish. The roof deck is plywood sheathing s | The work includes the complete removal and disposal of the existing gravel covered bituminous roof and plywood deck, removal of the wood framed structural support members, repair or replacement of up to twenty (20) 6-inch square wood columns and one (1) 8 | 600000 | 2010-01-01 | 14 | San Diego District | City of Del Mar - Zuni Reservoir Roof Replacement
1910185 | 003 | LOS ANGELES CO WW DIST 36-VAL VERDE | O | 0 | C | 4660 | SLOAN CANYON ROAD. THE PIPELINE TO HASLEY WATER TANK IS A SINGLE FEEDLINE. IF IT RUPTURED, A LARGE PORTION OF CUSTOMERS WOULD SUFFER OUTAGES. ALSO, A DEAD END SYSTEM EXISTS THAT CREATES STAGNATION WHICH COULD RESULT IN WATER QUALITY PROBLEMS. | CONSTRUCT ABOUT 3,000 FT. OF PIPELINE ALONG ROMERO CANYON ROAD TO PROVIDE A LOOP SYSTEM INTO THE TANK AND ALLEVIATE THE DEAD END PROBLEM. | 300000 | 2000-01-01 | 16 | Central District
1910185 | 006 | LOS ANGELES CO WW DIST 36-VAL VERDE | O | 0 | C | 4660 | VAL VERDE GENERATORS. THE DISTRICT'S TWO EXISTING PUMP STATIONS ARE ELECTRICALLY POWERED. IN THE EVENT OF A POWER OUTAGE, ALL OF THE AFFECTED CUSTOMERS COULD REMAIN WITHOUT WATER SERVICE. | INSTALLATION OF EMERGENCY GENERATORS AT TWO CRITICAL PUMP STATIONS. | 200000 | 2001-01-01 | 16 | Central District
1310800 | 001 | CALIPATRIA STATE PRISON | O | 0 | C | 4800 | Calipatria State Prison is experiencing water delivery/pressure problems at peak summer flow and uses excessive energy to produce said flow/pressure both due to the design of the Institution’s Booster Pumping equipment. | Currently the Institution uses five centrifugal Peerless pumps one 100 GPM, one 400 GPM and three to 500 GPM, one of the 500 GPM pumps is a standby pump for use if one of the other pumps fails. The pumps are power by constant speed non high efficiency ele | 125000 | 2010-01-01 | 14 | San Diego District | Calipatria State Prison VFD Booster Pump Retrofit
3110001 | 016 | NORTH TAHOE PUD - MAIN | O | 0 | C | 5000 | The Kingswood West (KWW) booster and the storage tank serve 220 existing connections (320 at buildout). The KWW booster pump station is comprised of a 1970 wood framed building housing the pumps, automatic valves and SCADA hardware. The station is physi | This project will relocate the booster station adjacent to and at the same level as the paved arterial road. The structure will use fire resistive construction including walls, doors, and roof. The new structure will retain the duplex pump layout to pr | 733500 | 2009-01-01 | 2 | Lassen District | Kingswood West Booster Station Relocation
3110001 | 017 | NORTH TAHOE PUD - MAIN | O | 0 | C | 5000 | The NTPUD Main System source of water consists of a municipal well and a water treatment plant using Lake Tahoe as the raw water source. The District operates the National Avenue Water Treatment Plant under Filtration Avoidance criteria using chlorinatio | The water storage project will increase the gross storage volume to achieve continuous water treatment plant operation while maintaining recommended and regulated operational, emergency and fire suppression reserves. The project will accomplish these goa | 2685000 | 2009-01-01 | 2 | Lassen District | Kings Beach Water Storage Project
3110001 | 018 | NORTH TAHOE PUD - MAIN | O | 0 | C | 5000 | The water storage tank in NTPUD's Main System zone 2 does not meet current standards for volume or seismic design. The lack of storage in this zone causes supply problems with the systems sources, a water treatment plant and backup well source. The stor | This pre-application is for a new zone 2 storage tank construction project. The new tank will have a capacity of 0.5 million gallons. (Note: Zone 1 storage will be addressed by the applicant in a future project.) The zone 2 tank will be constructed adj | 1293500 | 2010-01-01 | 2 | Lassen District | Main System Zone 2 Storage Tank Project
5610008 | 004 | PLEASANT VALLEY MUTUAL WATER CO | O | 0 | C | 5000 | Replace old distribution pipes. | Replace all steel lines with PVC. | 197000 | 2000-01-01 | 6 | Santa Barbara District
5610008 | 005 | PLEASANT VALLEY MUTUAL WATER CO | O | 0 | C | 5000 | Needs to upgrade the storage tanks | Drain and inspect tanks and determine the best way to fix the problem. | 200000 | 2001-01-01 | 6 | Santa Barbara District
5610008 | 007 | PLEASANT VALLEY MUTUAL WATER CO | O | 0 | C | 5000 | Well No. 9 needs to be upgraded. | Pulled Well No. 9 and determined the best way to fix the problem is to replace liner. | 60000 | 2002-01-01 | 6 | Santa Barbara District
5610008 | 008 | PLEASANT VALLEY MUTUAL WATER CO | O | 0 | C | 5000 | Upgrade the distribution system | Replace all steel lines with PVC. | 399000 | 1998-01-01 | 6 | Santa Barbara District
2910014 | 004 | NEVADA ID - LAKE OF PINES | O | 0 | C | 5326 | The new pipeline will convert the existing Wayfarer Ct. Hydropneumatic Pump Zone to the Serene Hill Tank Pump Zone, thereby eliminating the Wayfarer Ct. hydropneumatic pump. This aging pump serves eight parcels and two fire hydrants at a higher elevation | The proposed project is located in unincorporated Nevada County in the Lake of the Pines and Darkhorse Subdivisions.This project consists of the placement of approximately 1300 feet of 10” pipe from Wayfarer Court in the Lake of the Pines Subdivision to D | 160000 | 2010-01-01 | 21 | Valley District | Darkhorse/Wayfair Water Pipeline Installation
4110010 | 027 | MONTARA WATER AND SANITARY DISTRICT | O | 0 | C | 5412 | Water outage during emergency situations | Construct intertie with adjacent system | 150000 | 2005-01-01 | 17 | Santa Clara District | Intertie with adj system (2004)
4110010 | 029 | MONTARA WATER AND SANITARY DISTRICT | O | 0 | C | 5412 | Increase storage capacity | Construct additional storage tanks | 1000000 | 2006-01-01 | 17 | Santa Clara District | Increase storage capacity - tank construction (2004)
4110010 | 030 | MONTARA WATER AND SANITARY DISTRICT | O | 0 | C | 5412 | Increase source capacity | Construct new GW wells | 1500000 | 2006-01-01 | 17 | Santa Clara District | Insufficient source capacity (2004)
4110010 | 038 | MONTARA WATER AND SANITARY DISTRICT | O | 0 | C | 5412 | This project will install solar panels on the existing Alta Vista Tank and the new Schoolhouse Tank. Installation and operation of solar panels on the tank roofs will contribute to a significant reduction of the electric loads in the community and cost a | This project will install solar panels on the the existing Alta Vista Tank roof and provide for a similar installation at the new Schoolhouse Tank. A new pG&E connection will also be established to ensure ability to provide power back into the grid durin | 220000 | 2010-01-01 | 17 | Santa Clara District | Photovoltaic Cells Installation
4110010 | 042 | MONTARA WATER AND SANITARY DISTRICT | O | 0 | C | 5412 | The District owns a groundwater source, Park Well, that has been taken out of service due to severe water quality problems and flooding in its location. However, hydrogeologist's observations indicate that there is a high probability of reaching high qua | This project will re-drill an existing groundwater production well to a greater depth and construct a new well pad to protect water quality in the well. | 150000 | 2010-01-01 | 17 | Santa Clara District | Park Well Rehabilitation
4110010 | 046 | MONTARA WATER AND SANITARY DISTRICT | O | 0 | C | 5412 | Raw water line turbidity monitoring is needed to comply the Federal and State Drinking Water Regulations. | This project will purchase and install a turbidity monitoring device to be installed in an location already prepared for the installation. | 21000 | 2010-01-01 | 17 | Santa Clara District | Raw Water Turbidity Meter Installation
4110010 | 048 | MONTARA WATER AND SANITARY DISTRICT | O | 0 | C | 5412 | This project will install water quality sampling stations to throughout the system to enable the District's staff to take the samples directly out of the main instead of from a individual house bib as it is the current practice. The purpose of this proje | This project will install up to twelve water quality sampling stations to throughout the system to enable the District's staff to take the samples directly out of the main instead of from a individual house bib as it is the current practice. | 22000 | 2010-01-01 | 17 | Santa Clara District | Water Sampling Station Installation
4110010 | 050 | MONTARA WATER AND SANITARY DISTRICT | O | 0 | C | 5412 | Montara Water and Sanitary District (MWSD) owns and operates Alta Vista Water Treatment Plant (AVWTP) providing surface water treatment for the Montara Creek source. The AVWTP instrumentation and controls are antiquated and no connection to the District' | This project will replace the Alta Vista Water Treatment Plant (AVWTP) antiquated control and instrumentation system with new equipment and establish a connection of the treatment plant with the District's SCADA system. | 185000 | 2010-01-01 | 17 | Santa Clara District | Alta Vista Water Treatment Plant SCADA & Controls Improvements
4110010 | 051 | MONTARA WATER AND SANITARY DISTRICT | O | 0 | C | 5412 | The District's Supervisory Control and Data Acquisition System (SCADA) currently included nine sites, including the Main Office where the server and the control screens are located. The SCADA system is proprietary and antiquated and gives too many error | This project will include replacement of outdated and faulty SCADA communication brains at each of the nine sites and the Main Office and purchase up to four new computers and two printers for operations of the SCADA system. | 540000 | 2010-01-01 | 17 | Santa Clara District | SCADA System Upgrade
4110010 | 052 | MONTARA WATER AND SANITARY DISTRICT | O | 0 | C | 5412 | This project includes an installation of an emergency backup generator for the existing Portola No. 4 groundwater supply well. This project is required to ensure supply during a power outage event in the District's system. | This project will install an emergency backup generator for Portola No. 4 groundwater production well. The generator hookup and switch have already been installed. | 40000 | 2010-01-01 | 17 | Santa Clara District | Portola 4 Well Emergency Back-up Generator
4110010 | 053 | MONTARA WATER AND SANITARY DISTRICT | O | 0 | C | 5412 | This project will install a "Solar Bee" style mixer for the existing Portola Water Storage Tank to improve water quality in the tank and the distribution system. The mixer will contribute to a reduction in disinfection byproducts formation in the water s | This project will install a "Solar Bee" style mixer for the existing Portola Water Storage Tank to improve water quality in the tank and the distribution system. Temporary storage might be required during the installation to allow draining the tank for t | 115000 | 2010-01-01 | 17 | Santa Clara District | Portola Tank Water Quality Improvement Project
4110010 | 059 | MONTARA WATER AND SANITARY DISTRICT | O | 0 | C | 5412 | The existing 462,000-gallon Alta Vista treated water storage tank is a coated steel tank exhibiting interior and exterior corrosion and coating deterioration. Existing coating is known to contain lead paint in it. In addition, the access hatch has dete | This project will repaint the existing Alta Vista water storage steel tank with special coating encapsulating lead paint on the tank interior and exterior. In addition, the tank roof access hatch will be replaced as part of this project. To accomplish t | 250000 | 2010-01-01 | 17 | Santa Clara District | Existing Alta Vista Water Storage Tank Improvements
4910027 | 002 | SONOMA STATE UNIVERSITY | O | 0 | C | 6000 | The University intends to construct a new 350,000 gallon welded steel tank for potable water storage northeast of the existing two 200,000 gallon concrete tanks in the Facilities Services Area on the northeast side of the Sonoma State University Campus. | This project includes construction of a new 350,000 gallon welded steel tank for water storage, including tank foundation, subgrade preparation, anchorage, and tank accessories including internal and external pipe and pipe connections, inlet, outlet, over | 1200000 | 2009-01-01 | 18 | Sonoma District | Domestic Water Tank #3 (2008)
4910027 | 003 | SONOMA STATE UNIVERSITY | O | 0 | C | 6000 | The life cycle of Wells No. 3 and No. 4 are approaching the end of their useful life. These are the only two operating wells that the University has and due to the age and detioration of well casing, and they are approaching the end of their useful life. | The life cycle of Wells No. 3 and No. 4 are approaching the end of their useful life. These are the only two operating wells that the University has and due to the age and detioration of well casing, and they are approaching the end of their useful life. | 150000 | 2009-01-01 | 18 | Sonoma District | Rehabilitation of Wells No. 3 and 4 (2008)
4910027 | 006 | SONOMA STATE UNIVERSITY | O | 0 | C | 6000 | As stated in the Water Systems Analysis and Report dated August 2007, prepared by Winzler and Kelly, Consulting Engineers, the entire potable water supply is provided by 3 existing campus wells (No's. 2,3 and 4) with two of the wells producing 200 gpm eac | The University is proposing to drill a well in close proximity to the proposed project of constructing a new 350,000 welded steel tank #3. This well would be the sole source for tank #3. The project would include using a water locating service to determin | 275000 | 2010-01-01 | 18 | Sonoma District | Drill New Well No. 1
3410005 | 002 | RANCHO MURIETA COMMUNITY SERVI | O | 0 | C | 6060 | In a 1976-77 year drought event, the District's sole source of water, the Cosumnes River is essentially dry. With no other source available, the District is unable to refill raw water storage reservoirs until the following year, causing a 1500 af storage | The project entails on off site well(s), transmission mains, and rights-of way acquisition to convey water to the existing distribution system. In adition, the project includes conversion of the commercial area to alternative irrigation supplies, consisit | 11700000 | 2010-01-01 | 9 | Sacramento District | Drought Water Augmentation Supply
3410005 | 003 | RANCHO MURIETA COMMUNITY SERVI | O | 0 | C | 6060 | In a 1976-77 year drought event, the District has a 1500 af water storage deficit. As part of the overall drought water supply project, conversoin of the commercial area to an alternative water supply requires rehabilitation of an exisitng out of service | The 0.5 MG steel tank was constructed in the early 1970's and has been out of service since the late 1980's althouth it is still in good shape. The project entails painting the tank interior and exterior. The tank will be siesmic retrofitted to comply wit | 600000 | 2010-01-01 | 9 | Sacramento District | Lookout Hill Water Tank Rehabilitation
4010025 | 004 | SLO CWD NO. 10 - CAYUCOS WTP | O | 0 | C | 6076 | Existing storage is inadequate for fire protection & emergency needs | design and construct a second storage tank to increase storage and fire protection caqpacity | 750000 | 2006-01-01 | 6 | Santa Barbara District | Reservoir
3310036 | 001 | WESTERN MWD - MURRIETA DIVISION | O | 0 | C | 6305 | Aging wells (District's only source of water) and insufficient production capacity for future needs. Existing wells are in need of replacement and upsizing. (District does have an unused connection with Eastern MWD) | Replace aging wells and develop three new ones according to general site location in Master Plan. (No shortages or water outages reported as of 11/01.) | 1500000 | 2002-01-01 | 20 | Riverside District | Replace three old wells
3310036 | 002 | WESTERN MWD - MURRIETA DIVISION | O | 0 | C | 6305 | Insufficient storage facilities resulting in potential shortages and higher costs to citizens to pay for imported water. (District does have an unused connection with Eastern MWD) | Construct a series of storage tanks to meet curretn and rapidly growing needs. (No shortages or outages reported as of 11/01.) | 4200000 | 2002-01-01 | 20 | Riverside District | Construct New Storage Tanks
3110026 | 011 | NEVADA ID - NORTH AUBURN | O | 0 | C | 6320 | The intention of the project is to provide for a reliable system to both future and current water customers in the North Auburn Area for potable and fire protection demand. The project will connect service loops in the project area. The CEQA work is comp | The "North Auburn Highway 49 Transmission Main Project" is to construct approximately 4100 feet of new 16" I.D. transmission main line. The intention of the project is to provide for a reliable system to both future and current water customers in the Nor | 2200000 | 2010-01-01 | 2 | Lassen District | North Auburn Highway 49 Transmission Main
1710015 | 004 | HIDDEN VALLEY LAKE CSD | O | 0 | C | 6971 | Currently there is no redundancy with the District's main well. | This project would construct an emergency well (Well #5), or redundant well to provide potable water for the District in the event that the existing main well is not usable. Currently the District serves approximately 2,433 customers requiring a flow rat | 1200000 | 2010-01-01 | 3 | Mendocino District | HVLCSD Well #5
2910023 | 001 | NEVADA ID - LAKE WILDWOOD | O | 0 | C | 7090 | Inadequate reliability of raw water supply due to vulnerability of canal headworks to periodic severe damage from high water. | Encase and armor canal headworks. Project involves design and construction. | 280000 | 1999-01-01 | 21 | Valley District | Raw water supply vulnerability (1997)
2910023 | 002 | NEVADA ID - LAKE WILDWOOD | O | 0 | C | 7090 | Inadequate reliability of raw water supply due to dilapidated section of Newton Canal. | Replace section of canal with pipeline. Involves design and construction. | 550000 | 1998-01-01 | 21 | Valley District | New Canal replacement (1997)
2910023 | 003 | NEVADA ID - LAKE WILDWOOD | O | 0 | C | 7090 | Imminent failure of raw water supply due to flood damage to Newton Canal. | Relocate siphon around washout. Involves design and construction. | 170000 | 1998-01-01 | 21 | Valley District | Newton canal replacement (1997)
2910023 | 005 | NEVADA ID - LAKE WILDWOOD | O | 0 | C | 7090 | Inadequate reliability of treated water supply due to lack of redundancy in mechanical and electrical equipment. | Add a second pump. Involves design and construction. | 95000 | 1998-01-01 | 21 | Valley District | Add second pump (1997)
2910023 | 008 | NEVADA ID - LAKE WILDWOOD | O | 0 | C | 7090 | Degradation of treated water in storage due to dilapidated redwood tank. | Replace redwood tank with welded steel tank. Involves design and construction. | 180000 | 2000-01-01 | 21 | Valley District | REplace redwood tank with welded steel (1997)
3410033 | 001 | FLORIN COUNTY WATER DISTRICT | O | 0 | C | 7260 | Insufficient distribution system plagued with ruptures and low volume. | Rehabilitation and replacement of aged and antiquated system. | 100000 | 1998-01-01 | 9 | Sacramento District
3410033 | 002 | FLORIN COUNTY WATER DISTRICT | O | 0 | C | 7260 | Insufficient water source capacity. | Transmission mains to convey treated water from centralized treatment plant. | 100000 | 1998-01-01 | 9 | Sacramento District
3410033 | 003 | FLORIN COUNTY WATER DISTRICT | O | 0 | C | 7260 | Overdraft of groundwater. | Transmission mains for conjunctive use distribution. | 100000 | 1998-01-01 | 9 | Sacramento District
4810004 | 003 | CITY OF RIO VISTA | O | 0 | C | 7376 | over MCL for the state reguires 10 we are at 13 treat at well head have connections to sewer for treatment discharge | need to meet reguirements for the state we have a well at 13 and wont meet 10mcl asking for treatment funds for well. Have sewer hookup for treatment | 500000 | 2009-01-01 | 4 | San Francisco District | well 10 arsenic
3610015 | 003 | CRESTLINE VILLAGE CWD - DIVISION 10 | O | 0 | C | 7400 | 54% of our drinking water is supplied from local groundwater sources. The ability to provide local source water to our customers is restricted due to limited available storage capacity. Construction of additional storage tanks will allow us to maintain | The project will include the furnishing and erecting of two new 250,000 gallon welded steel tanks with reinforced concrete caissons, drainage facilities, and site piping. The tanks will be seismically anchored, and will include erosion control, paving, a | 300000 | 2009-01-01 | 13 | San Bernardino District | Additional Storage Tanks for Local Source Supply
4910016 | 002 | COTATI, CITY OF | O | 0 | C | 7532 | The City of Cotati currently has a mix of manual read and touch pad meters for service connections. To increase the efficiency and accuracy of meter reading and billing, the City needs the resources to complete the retrofit of manual read meters. Due to | The project consists of replacing meters, and in some cases, meter boxes to fully replace all manual read meters. Meters would then be AMR enabled in a pilot area followed by City-wide implementation.Work would require purchase and installation of new wa | 200000 | 2010-01-01 | 18 | Sonoma District | Meter Replacement and AMR Upgrade Project
4910023 | 001 | CALIFORNIA-AMERICAN LARKFIELD (PUC) | O | 0 | C | 7775 | Water exceeds odor standards. | Improvements to existing water treatment plant. | 210000 | 1998-01-01 | 18 | Sonoma District
4910023 | 004 | CALIFORNIA-AMERICAN LARKFIELD (PUC) | O | 0 | C | 7775 | Basic issue / problem: The district needs to reduce their customer’s water consumption to match the local water supply. Solution: Create water via system wide water conservation programs. The programs (indoor & outdoor) reduce the total water use by 146 | The program has two "full service" elements that encompass a "District Wide Water” Conservation Program. Element A. A team of trained plumbers will retrofit 1,800 residential homes / 3,600 bathrooms with one 1.5 gpm shower head, one .90 gpf dual flush toi | 1756000 | 2010-01-01 | 18 | Sonoma District | Larkfield District Wide Water Conservation Program.
5610014 | 004 | GOLDEN STATE WATER COMPANY - OJAI | O | 0 | C | 8200 | Because of aging infrastructure, deteriorating pipeline condition, and too high pressures necessary to provide adequate flow, water loss in this 2400 foot section of Country Club Drive has risen too high, and leaks and main breaks have become too frequent | 2400 feet of 4 inch pipe will be replaced with 8 inch ductile iron pipe. | 1100000 | 2010-01-01 | 6 | Santa Barbara District | Ojai - Country Club Road Main Replacement
5610014 | 005 | GOLDEN STATE WATER COMPANY - OJAI | O | 0 | C | 8200 | This storage reservoir would be sited at the well field where the bulk of the water for the Ojai system is produced. The current 100,000 gallon forebay has reached the end of its useful life and is in a deteriorating condition; it's size is insufficient | The existing 100,000 gallons of storage would be destroyed and a new 1.0 MG reservoir would be constructed, along with the required yard piping. Existing booster pumps would be upgraded to increase flows out of the plant. | 3200000 | 2010-01-01 | 6 | Santa Barbara District | Ojai - San Antonio Reservoir, piping, and booster upgrade
5610014 | 006 | GOLDEN STATE WATER COMPANY - OJAI | O | 0 | C | 8200 | Aging wells and increased demand necessitate the drilling of a new well to reduce dependence on purchased water, thus ensuring our customers of a more stable supply at a lower cost. | A new well will be drilled and equipped in our Mutual Plant well field, and all necessary yard piping installed to connect it to our treatment and distribution system. | 2500000 | 2010-01-01 | 6 | Santa Barbara District | Ojai - Mutual Well #6
4210020 | 001 | SANTA YNEZ RIVER WATER CONS. DIST. ID#1 | O | 0 | C | 8298 | Needs to upgrade the 6.5 million gallon reservoir. | Replace liner and upgrade piping and inlet/outlet. | 1500000 | 1998-01-01 | 6 | Santa Barbara District
4210020 | 004 | SANTA YNEZ RIVER WATER CONS. DIST. ID#1 | O | 0 | C | 8298 | Improve 6.5 MG reservoir's structural stability | Implement slope stabilization measures necessary to control embankment creep below the reservoir and reservoir reconditioning. | 2500000 | 1999-01-01 | 6 | Santa Barbara District
4210020 | 006 | SANTA YNEZ RIVER WATER CONS. DIST. ID#1 | O | 0 | C | 8298 | Security Project | Problem DescriptionCurrently, Santa Ynez Water Conservation District, Improvement District No. 1 (ID#1) has two booster pump stations that are remotely located, putting these pumping stations at risk of intentional destruction due to vandalism and/or te | 155000 | 2008-02-01 | 6 | Santa Barbara District | Security Safeguards for Booster Pump Stations
3610112 | 001 | HELENDALE COMMUNITY SERVICE DISTRICT | O | 0 | C | 8646 | Need control system for off peak pumping | Construct telemetry system | 150000 | 1998-01-01 | 13 | San Bernardino District
3610112 | 002 | HELENDALE COMMUNITY SERVICE DISTRICT | O | 0 | C | 8646 | Wells are old and can fail any time due to age | Drill three new wells | 260000 | 2000-01-01 | 13 | San Bernardino District
3610112 | 004 | HELENDALE COMMUNITY SERVICE DISTRICT | O | 0 | C | 8646 | Unreliable telemetry systen | Enhance ability to operate and monitor sites by a new telemetry system | 100000 | 2000-01-01 | 13 | San Bernardino District
1910250 | 005 | NEWHALL CWD-PINETREE | O | 0 | C | 8689 | The Pinetree service area is located in the farthest easternmost section of the Santa Clarita Valley. Customers within the Pinetree Division receive approximately 40% alluvial groundwater and 60% purchased State Water Project (SWP) water. SWP water is t | Newhall County Water District posesses enough land to install the RMS system and housing for the system at Pinetree Reservoirs 1 and 1A. The project would involve construction of a block building, installation of a onsite sodium hypochlorite generator, | 200000 | 2010-01-01 | 15 | Metropolitan District | RMS for Pinetree Reservoirs 1 & 1A
3610044 | 001 | DWP - BIG BEAR LAKE/MOONRIDGE | O | 0 | C | 8839 | The Lake William system is isolated geographically from the rest of the service area and relies on local ground water resources to meet domestic water demands. Hydrogeologic studies conducted in 2003 indicate that the average water demand of existing cus | The purpose of the project is to provide supplemental water to the Lake William water supply system. Water would be delivered from the existing Erwin Lake water system to the Lake William water system through a new 6-inch pipeline. The engineering was c | 2500000 | 2009-01-01 | 13 | San Bernardino District | Mainline Extension to Service Lake William
3610044 | 002 | DWP - BIG BEAR LAKE/MOONRIDGE | O | 0 | C | 8839 | The Lake William Service Area consists of 120 developed lots with buildout capacity of 234 lots. Since 1990, nitrate has been detected in increasing concentrations in ground water from all wells serving the area. Septic systems are the source of ground | Preliminary recommendations indicate the need to treat water prior to distribution to our customers. A nitrate treatment plant including monitoring equipment will be required. The results of an engineering study would provide further details on the faci | 100000 | 2009-01-01 | 13 | San Bernardino District | Wellhead Treatment - Nitrate Concentration in Lake William Service Area
5610039 | 001 | CHANNEL ISLANDS BEACH CSD | O | 0 | C | 9527 | High sulfates | Desalination treatment plant, storage Reservoir and State Water connection | 4000000 | 1998-01-01 | 6 | Santa Barbara District
5610039 | 002 | CHANNEL ISLANDS BEACH CSD | O | 0 | C | 9527 | Connected to Port Hueneme Water Agency, reliance on CIBCSD wells as sole sources for water supply has decreased markedly. | Decommission three wells. | 60000 | 2000-01-01 | 6 | Santa Barbara District
3610125 | 001 | SBNDO COUNTY SERVICE AREA 70J | O | 0 | C | 9847 | Inadequate source and storage capacity | Construct 4 new reservoirs and 3 new wells | 3100000 | 1998-01-01 | 13 | San Bernardino District
3610125 | 006 | SBNDO COUNTY SERVICE AREA 70J | O | 0 | C | 9847 | Unreliable telemetry system | Install a new telemetry system to monitor the system for automatic control and alarms | 100000 | 2000-01-01 | 13 | San Bernardino District
3610125 | 007 | SBNDO COUNTY SERVICE AREA 70J | O | 0 | C | 9847 | Over drafted basin with no natural recharge capabilities | Construct treatment plant to treat water from the aqueduct. | 10500000 | 2002-01-01 | 13 | San Bernardino District
3410002 | 006 | SCWA - ARDEN PARK VISTA | O | 0 | C | 9887 | General system improvement. Abandoned wells, aging distribution system, and low pressure problems. | Perform an engineering study to define a main replacement program. | 100000 | 1998-01-01 | 9 | Sacramento District
3410002 | 007 | SCWA - ARDEN PARK VISTA | O | 0 | C | 9887 | General system improvement. Abandoned wells, aging distribution system, and low pressure problems. | Design and construct a 250,000 gallon storage tank and booster station. | 250000 | 1998-01-01 | 9 | Sacramento District
3410002 | 008 | SCWA - ARDEN PARK VISTA | O | 0 | C | 9887 | General system improvement. Abandoned wells, aging distribution system, and low pressure problems. | Acquire site for 250,000 gallon storage tank and booster station. | 100000 | 1998-01-01 | 9 | Sacramento District
3410002 | 009 | SCWA - ARDEN PARK VISTA | O | 0 | C | 9887 | General system improvement. Abandoned wells, aging distribution system and low pressure problems. | Construct main replacement project. Involves design and construction. | 2000000 | 1998-01-01 | 9 | Sacramento District
3510007 | 002 | HOLLISTER/SUNNYSLOPE WTA | O | 0 | C | 10000 | Existing potable water quality has a high concentration of total dissolved solids (800 milligrams per liter) and high concentration of total hardness (400 milligrams per liter). Lime softening will improve potable water hardenss so that home water soften | The project will address Ridgemark area wastewater salinity concentration limits in the RWQCB Waste Discharge Requirement (WDR) Permit. This project will include implementation of a Lime Softening Water Treatment Facility (2 million gallons per day). The | 17020000 | 2010-01-01 | 5 | Monterey District | Ridgemark Na&Cl Compliance Lime Softening Water Treatment Facility
4010011 | 001 | MORRO BAY WATER DEPARTMENT | O | 0 | C | 10270 | The current flow rate from the Upper Kings tanks in Morro Bay is not sufficient to meet build out fire flow required to serve the residential area in the Lower Kings Pressure Zone. | In 1997 the City of Morro Bay adopted an updated Water Master Plan. This plan included a hydraulic model designed to analyze flows through our system for both current and build out conditions. Based upon the findings of the model there are a number of lin | 100000 | 2009-01-01 | 6 | Santa Barbara District | Lower Kings Waterline Replacement
4010011 | 002 | MORRO BAY WATER DEPARTMENT | O | 0 | C | 10270 | In 1997 the City adopted an update of the Water Master Plan. Based upon a hydraulic model created at that time it was recommended to install storage capacity for the Ridgeway pressure zone since the existing tank at the Black Mountain site is undersized t | The City of Morro Bay's Water Master Plan is being used to guide upgrades to the City's water system. The Black Mountain Tank is undersized for it's service area by 0.21 million gallons. In order to meet this need, a new system of tanks will need to be | 100000 | 2009-01-01 | 6 | Santa Barbara District | Upgrade Black Mountain Tank
4010011 | 003 | MORRO BAY WATER DEPARTMENT | O | 0 | C | 10270 | The current flow rate from the Upper Kings tanks in Morro Bay is not sufficient to meet build out fire flow required to serve the residential area near the tank. | In 1997 the City of Morro Bay adopted an updated Water Master Plan. This plan included a hydraulic model designed to analyze flows through our system for both current and build out conditions. Based upon the findings of the model there are a number of lin | 33000 | 2009-01-01 | 6 | Santa Barbara District | Upper Kings Waterline Replacement
4010011 | 004 | MORRO BAY WATER DEPARTMENT | O | 0 | C | 10270 | The current flow rate from the Upper Kings Tanks in Morro Bay is not sufficient to meet build out fire flow required to serve the residential area near the tank. | In 1997 the City of Morro Bay adopted an updated Water Master Plan. This plan included a hydraulic model designed to analyze flows through our system for both current and build out conditions. Based upon the findings of the model, there are a number of de | 60000 | 2009-01-01 | 6 | Santa Barbara District | New 8 inch line Kern to Piney on Anchor
4010011 | 005 | MORRO BAY WATER DEPARTMENT | O | 0 | C | 10270 | Existing deficiencies within the Nutmeg Zone include supplying residential fire flow requirements to the southern portion of the zone, primarily along Bayview, Rockview, and Ponderosa. Residential fire flow requirements also cannot be met in the northern | In 1997 the City of Morro Bay adopted an updated Water Master Plan. This plan included a hydraulic model designed to analyze flows through our system for both current and build out conditions. Based upon the findings of the model there are a number of dea | 115000 | 2009-01-01 | 6 | Santa Barbara District | Nutmeg Waterline Replacement
4010011 | 006 | MORRO BAY WATER DEPARTMENT | O | 0 | C | 10270 | In 1997 the City adopted an update of the Water Master Plan. Based upon a hydraulic model created at that time it was recommended to install storage capacity for the Upper Kings pressure zone since the existing tanks at the Upper Kings site are undersized | The City of Morro Bay's Water Master Plan is being used to guide upgrades to the City's water system. The Upper Kings Tank is undersized for it's future service area by 0.78 million gallons. In order to meet this need a new tank will need to be designed | 355000 | 2009-01-01 | 6 | Santa Barbara District | Upgrade Upper Kings Tank
4010011 | 007 | MORRO BAY WATER DEPARTMENT | O | 0 | C | 10270 | In 1997 the City of Morro Bay adopted an update of the Water Master Plan. Based upon a hydraulic model created at that time it was recommended to install storage capacity for the Nutmeg pressure zone since the existing tank at the Nutmeg site is undersize | The City of Morro Bay's Water Master Plan is being used to guide upgrades to the City's water system. The Nutmeg Tank is undersized for it's service area by 1.19 million gallons. In order to meet this demand a new system of tanks will need to be designe | 750000 | 2009-01-01 | 6 | Santa Barbara District | Nutmeg Water Tank
1910148 | 003 | SIERRA MADRE-CITY, WATER DEPT. | O | 0 | C | 10800 | The quality and reliability of drinking water supplies for the city of Sierra Madre are at risk due to the deterioration of their water infrastructure due to age and from the potential impact from a major seismic event in the region. The design and const | The proposed project will provide for the replacement of an existing water supply well with a new high capacity well to provide for groundwater supply reliability. The City’s existing production wells are nearing their useful life and a need exists to dri | 2000000 | 2010-01-01 | 7 | Hollywood District | High Capacity Well
4410013 | 003 | SCOTTS VALLEY WATER DISTRICT | O | 0 | C | 11301 | Several Scotts Valley Water District (SVWD) water storage tanks have deteriorated over time, creating potential exposure to drinking water contamination, loss of water delivery capability, and/or environmental releases. Specific problems include:1) Beth | The project consists of four components: 1) Repairs at Bethany storage tank. The 400,000 gallon tank would be stripped, repaired and recoated. The existing old sheet iron roof would be replaced with a new welded steel or aluminum roof. Tank vents woul | 1150000 | 2010-01-01 | 5 | Monterey District | Water storage tank rehabilitation
4110016 | 002 | HILLSBOROUGH WATER DEPT. | O | 0 | C | 11328 | The Town of Hillsborough is a residential community located in San Mateo County, California. The Town has an area of 6.23 square miles of hilly canyon-lands with a current population of just over 11,000. The Town’s water system includes 8.2 million gallon | The Town requests funding to convert its current Sensus “touch-read” meters to an Advanced Metering Infrastructure system. The AMI system would use “smart meter technology” to remotely “read” all Town water meters up to twenty four times per day. These in | 909500 | 2010-01-01 | 17 | Santa Clara District | AMI Installation Project
3910015 | 002 | CITY OF LATHROP | O | 0 | C | 12427 | Aged distribution system and one well out of service due to contamination. | Replace distribution lines as required and drill new well. | 3000000 | 2002-01-01 | 10 | Stockton District
3610121 | 002 | SBDNO COUNTY SERVICE AREA 64 | O | 0 | C | 12481 | Power outages resulting in unreliable system | Provide a standby power generator to operate production well #6 | 50000 | 2000-01-01 | 13 | San Bernardino District
3610121 | 003 | SBDNO COUNTY SERVICE AREA 64 | O | 0 | C | 12481 | Unreliable telemetry systen | Enhance ability to operate and monitor unattended sites throughout water distribution system | 100000 | 2000-01-01 | 13 | San Bernardino District
1910096 | 008 | NEWHALL CWD-NEWHALL | O | 0 | C | 12566 | With the uncertantity of State Water Project allocations, Newhall County Water District (NCWD) is planning to increase it’s supply reliability by drilling a new potable water well. While a new well incereases reliability in daily operations, Newhall Well | Newhall County Water District plans to drill and outfit a deep well for potable water production. Currently the District has five wells in the Newhall Division, two of which are in production. A hydrogeologist hired by NCWD has already produced a report | 1750000 | 2009-01-01 | 15 | Metropolitan District | Newhall Well 14
1910096 | 011 | NEWHALL CWD-NEWHALL | O | 0 | C | 12566 | Newhall is the oldest service area in all of Newhall County Water District’s boundaries. Aging pipe in this area is beginning to effect reliability and water quality. Steel pipe installed 40, or more, years ago has reached the end of its usable life. R | The replacement of the pipeline on Newhall Avenue will be completed by construction staff employed by Newhall County Water District. To complete the project new 12 inch ductile iron pipe will be installed and tied into an existing 12 inch transmission li | 446596 | 2010-01-01 | 15 | Metropolitan District | Newhall Avenue Pipeline Replacement Project
1910096 | 012 | NEWHALL CWD-NEWHALL | O | 0 | C | 12566 | The Newhall service area is located in the Santa Clarita Valley. Customers within the Newhall Division receive approximately 70% groundwater and 30% purchased State Water Project (SWP) water. SWP water is treated at the Castaic Lake Water Agency treatme | Newhall County Water District posesses enough land to install the RMS system and housing for the system at Newhall Reservoirs 4 and 4A. The project would involve construction of a block building, installation of a onsite sodium hypochlorite generator, s | 200000 | 2010-01-01 | 15 | Metropolitan District | RMS for Newhall Reservoirs 4 & 4A
4010026 | 005 | NIPOMO COMM SERVICES DIST | O | 0 | C | 12626 | The community of Nipomo is located on a coastal mesa averaging an elevation of 380 feet above sea level in the southern end of San Luis Obispo County. Approximately 12,000 customers within seven square miles receive water and wastewater services from the | Nipomo Community Services District is leading a project focused on the construction of treatment facilities as well as a pipeline to import between 3,000 to 6,200 acre feet of supplemental water per year from the Santa Maria Basin to resolve overdraft of | 26000000 | 2009-09-01 | 6 | Santa Barbara District | NCSD Supplemental Water Project
1510012 | 008 | LAMONT PUBLIC UTILITY DIST | O | 0 | C | 13296 | Approximately 600 feet of 4 inch distribution line connects the north side and soouth side of the Lamont Public Utility District. The north end of the 4 inch pipe is connected to a 6 inch distribution line and the south end of the 4 inch distribution lin | This project would entail the construction and installation of approximately one mile of 10 inch RCP to reroute and bypass the section of the system that is currently bottlenecked. | 2000000 | 2009-01-01 | 12 | Visalia District | Waterline Enhancement Project (2008)
1510012 | 009 | LAMONT PUBLIC UTILITY DIST | O | 0 | C | 13296 | The Lamont Public Utility District (LPUD) has 9 groundwater wells in which 4 are off line due to aging infastructure and water quality issues. The LPUD has 3,000 plus connections and a population of 14,000 plus, currently being served. Lamont is growing | The Sunset Well Project will first entail a groundwater study of this site to gather the necessary information for drilling into a clean aquifer.Upon receiving results of the groundwater study, the second step will be to drill at the suggested depth and t | 2000000 | 2009-01-01 | 12 | Visalia District | Sunset Well Project
4210007 | 001 | MONTECITO WATER DIST | O | 0 | C | 13500 | Needs to upgrade distributions system | Replace pipelines and install pump station. | 5100000 | 1998-01-01 | 6 | Santa Barbara District | Distribution improvements (1997)
4210007 | 003 | MONTECITO WATER DIST | O | 0 | C | 13500 | Needs to upgrade distribution system for State Project water use. | Construct pump station and additional piping. | 770000 | 1998-01-01 | 6 | Santa Barbara District | Distribution system improvements (1997)
4210007 | 005 | MONTECITO WATER DIST | O | 0 | C | 13500 | Needs to improve Doulton Tunnel. | Rehab tunnel. | 725000 | 1999-01-01 | 6 | Santa Barbara District | Doulton Tunnel Rehab (1997)
3910007 | 002 | RIPON, CITY OF | O | 0 | C | 14915 | Rising concentrations of nitrate in the City of Ripon’s groundwater supply have forced the City to take critical wells out of its drinking water supply. Nitrate contamination is attributed to crop over-fertilization and industrial contamination. One of | This project is being submitted for Proposition 84 funding under Section 75025 (Groundwater Contamination Grants ). The City is proposing a feasibility study to evaluate the viability of an Aquifer Storage and Recovery (ASR) facility to store SSJID surfa | 125000 | 2008-01-01 | 10 | Stockton District | City of Ripon Aquifer Storage and Recovery Feasibility Study
2810005 | 003 | AMERICAN CANYON, CITY OF | O | 0 | C | 15300 | Projected deficiency in water treatment capacity. | Construction of minimum two MGPD treatment plant. | 3500000 | 2001-01-01 | 3 | Mendocino District | Expand SWTP (1997)
2310003 | 002 | UKIAH, CITY OF | O | 0 | C | 15955 | System has three wells that may be under the direct influence of surface water. In depth monitoring will be done in the winter of 2001/2002. | Expand existing surface water treatment plant to be able to treat water produced by three wells that may be under the direct influence of surface water | 3000000 | 2003-01-01 | 3 | Mendocino District
2310003 | 003 | UKIAH, CITY OF | O | 0 | C | 15955 | 0.66 MG deficieny of source capacity to meet maximum day demand | Design and construction of new Ranney collector | 3000000 | 2003-01-01 | 3 | Mendocino District | Ranney Collector
2310003 | 004 | UKIAH, CITY OF | O | 0 | C | 15955 | The City of Ukiah’s water distribution system is an aged system that is susceptible to above average leaks and/or breakages. The proposed project will install acoustic leak detection sensors throughout the entire 68 miles of the water distribution syste | The project objective is to improve the City of Ukiah's existing water audit and leak detection program by consolidating our resources with the use of electronic leak detection devices.This project will be implemented by replacing survey teams that walk t | 273050 | 2009-01-01 | 3 | Mendocino District | Automated Leak Detection for the City of Ukiah's Distribution System
1910223 | 002 | GSWC-SOUTH SAN GABRIEL | O | 0 | C | 16078 | This project has a received a commitment from the Proposition 50 Fund for full funding at $5.8M (P50-1910223-090).The GSWC - South San Gabriel system demand is supplied by groundwater and purchased water from the Upper San Gabriel Valley Municipal Water D | This proposed project is for the drilling, development, and equipping of a new well with a capacity of 1,000 gallons per minute (gpm); building a treatment facility to treat for VOC’s and perchlorate, if needed, and all appurtenant equipment such as a dis | 5800000 | 2010-01-01 | 7 | Hollywood District | GSWC - South San Gabriel System - Garvey Well (Prop.50 Project)
1910169 | 002 | WALNUT PARK MUTUAL WATER CO. | O | 0 | C | 16180 | Company in existence since 1914. Nine of 11 wells since company was formed are now unusable or abandoned. Two working wells were drilled in 1967 and 1977. Need to ensure water source for community customers. | Drill and construct new well. | 875000 | 2005-01-01 | 7 | Hollywood District | New well
1610002 | 007 | AVENAL, CITY OF | O | 0 | C | 16737 | The City of Avenal takes its water from the California Aqueduct, treats it and pumps it to the top of a hill five miles away. From there the water is distributed to the City by gravity from three tanks.The City is faced with the immenite failure of | A study completed by the City Engineer indicates that the installation of five pressure reducing stations would elimintate the need for a new tank. The cost of a new tank would be $3.9 million. Using the pressure reducing stations would decrease that co | 1000000 | 2009-01-01 | 12 | Visalia District | Pressure reducing stations (2008)
5610016 | 001 | CALIFORNIA WATER SERVICE CO - WESTLAKE | O | 0 | C | 16765 | Needs to upgrade the distribution system facilities. | Design and construct a booster station on the outlet of this reservoir | 235000 | 1999-01-01 | 6 | Santa Barbara District
3410016 | 001 | ORANGE VALE WATER COMPANY | O | 0 | C | 17500 | Water demand problems. Also federally mandated to install water meters on all service connections. | Build an above ground storage facility and install water meters. | 1000000 | 2000-01-01 | 9 | Sacramento District | Storage
3410034 | 001 | CALAM - ROSEMONT | O | 0 | C | 19807 | General system improvement. Groundwater contamination threatens source of supply. | Keifer Blvd/City of Sacramento interconnection. Involves design and construction. | 1050000 | 1998-01-01 | 9 | Sacramento District | Intertie with City of Sacramento
3410034 | 003 | CALAM - ROSEMONT | O | 0 | C | 19807 | General system improvement. Nitrate contamination exceeding MCL forced well closure. | Replace Montezuma well. Involves design and construction. | 600000 | 1998-01-01 | 9 | Sacramento District | Replace Montezuma well (1997)
3310016 | 005 | HEMET, CITY OF | O | 0 | C | 20047 | The City of Hemet water distribution system, comprised of 12 wells, four above ground reservoirs, and 130 miles of main lines is manually operated and monitored. As a result, the system is vulnerable to a variety of adverse conditions including undetecte | Purchase and install radio-based Supervisory Control and Data Acquisition (SCADA) telemetry water infrastructure control system to allow water distribution system to be operated and monitored remotely. Benefits include increased system reliability and op | 350000 | 2008-06-01 | 20 | Riverside District | City of Hemet Water Department SCADA Telemetry System
3310016 | 007 | HEMET, CITY OF | O | 0 | C | 20047 | Security Project | Installation of two water system interties to the City of Hemet water distribution system: One intertie with Lake Hemet Municipal Water District and an additional intertie with Eastern Municipal Water District. These two interties would expand the city’s | 1000000 | 2008-06-01 | 20 | Riverside District | City of Hemet Emergency Interties
3010055 | 003 | SOUTH COAST WD - CAPISTRANO BEACH | O | 0 | C | 20500 | Existing ductile iron pipe is located within easements adjacent to homes and within steep slopes. The pipe is deteriorated and has experienced several leaks. Several point-repairs have been completed. Lining the pipe will prevent potential damage to th | Install pressure rated liner inside existing 8" ductile line pipe (1100 linear feet). Includes excavation and revised connection to the existing distribution system pipine. | 600000 | 2010-01-01 | 8 | Santa Ana District | Imperatrice Water Main Replacement
3610120 | 001 | PHELAN PINON HILLS CSD | O | 0 | C | 20681 | Inadequate source and storage capacity | Construct 6 new reservoirs and 4 new wells | 4400000 | 1998-01-01 | 13 | San Bernardino District | source and storage - wells and tanks
3610120 | 007 | PHELAN PINON HILLS CSD | O | 0 | C | 20681 | Overdrafted basin with no natural recharge capabilities. | Construct treatment plant to treat water from the aqueduct | 10500000 | 2002-01-01 | 13 | San Bernardino District | basin overdraft - construct WTP for aquaduct
3010042 | 001 | SOUTH COAST WD - SOUTH COAST | O | 0 | C | 21000 | Existing 8" cast iron pipe is inlet/outlet line to existing 100,000 gallon reservoir. There is significant degredation and several point-repairs have been completed. Project needed to rehabilitate existing watermain to provide reliability in water ser | Install pressure rated liner inside existing 8" cast iron pipe (total length 325 feet). Liner meets NSF61 requirements. This project includes excavation and revised connection to the existing distribution system piping. | 400000 | 2010-01-01 | 8 | Santa Ana District | 3B Reservoir Water Main Replacement
5010017 | 004 | PATTERSON, CITY OF | O | 0 | C | 21229 | Increased security for water sites | A Surveillance System would alert operators to unathorized entries to the water facilities. This would also provide video images of intruders and other problems.The City wants to install a Surveillance System compatible with our current SCADA system soft | 110000 | 2008-01-01 | 10 | Stockton District | Surveillance Systems for Water Sites
4110018 | 004 | CITY OF MILLBRAE | O | 0 | C | 21500 | Approximately 40% of our customers do not have water storage reservoirs for emergency water supplies if SFPUC system fails. | Design and construct 2 MG water storage reservoir for low elevation service area. | 2500000 | 2002-01-01 | 17 | Santa Clara District | Additional storage
1910186 | 001 | CAL-AM WATER COMPANY - DUARTE | O | 0 | C | 23461 | Basic issue / problem: The district needs to reduce their customer’s water consumption to match the local water supply. Solution: Create water via system wide water conservation programs. The programs (indoor & outdoor) reduce the total water use by 1,96 | The program has two "full service" elements that encompass a "District Wide Water” Conservation Program. Element A: A team of trained plumbers will retrofit 24,000 residential homes / 48,000 bathrooms with one 1.5 gpm shower head, one .90 gpf dual flus | 16712000 | 2010-01-01 | 7 | Hollywood District | L.A. District City Wide Water Conservation Program.
3710018 | 001 | RINCON DEL DIABLO MWD (ID-1) | O | 0 | C | 24471 | Security Project | Rincon del Diablo Municipal Water District, CA, solicits approval for the submission of a grant application under Proposition 50: Water Security, Clean Water, Coastal and Beach Protection Act of 2002 (Water Code Section 79500 et seq.), Chapter 3 – Water S | 340000 | 2008-03-01 | 14 | San Diego District | Rincon del Diablo M.W.D. Remote Site Security Survelliance
3610008 | 006 | BIG BEAR CITY CSD | O | 0 | C | 25000 | Fluoride level of new well exceeds MCL | Construct fluoride removal system | 100000 | 2004-01-01 | 13 | San Bernardino District
3710026 | 002 | VALLEY CENTER MWD | O | 0 | C | 25572 | Surface water reservoir which is not in service at this time does not meet drinking water standards. | Construct pressure filtration plant. | 6000000 | 2000-01-01 | 14 | San Diego District
3710026 | 003 | VALLEY CENTER MWD | O | 0 | C | 25572 | Water system security | Valley Center Municipal Water District requests an invitation to apply under Proposition 50: Water Security, Clean Water, Coastal and Beach Protection Act of 2002 (Water Code Section 79500 et seq.), Chapter 3 – Water Security. Valley Center MWD provides w | 1600000 | 2007-01-01 | 14 | San Diego District | Water system security
3710026 | 004 | VALLEY CENTER MWD | O | 0 | C | 25572 | Valley Center Municipal Water District owns and operates an existing 10-inch diameter buried concrete mortar lined and tar wrapped transmission pipeline within and adjacent to Gordon Hill Road, in Valley Center, California. Installed in the early 1960’s, | The Gordon Hill Road Pipeline project replaces approximately 5,000 linear feet of existing 10-inch buried cement mortar lined and tar wrapped steel transmission pipeline located within and adjacent to Gordon Hill Road. The existing 10-inch diameter pipeli | 2300000 | 2010-01-01 | 14 | San Diego District | Gordon Hill Pipeline Replacement
3710026 | 005 | VALLEY CENTER MWD | O | 0 | C | 25572 | Valley Center Municipal Water District owns and operates 5,000 linear feet of 16- and 20-inch diameter buried cement mortar lined and tar wrapped steel water transmission piping located within Rodriguez Road in Valley Center, California. Installed in the | The Rodriguez Road Pipeline Replacement project consists of the construction of approximately 5,000 linear feet of buried 18- and 20-inch diameter ductile iron transmission piping including ancillary appurtenances within Rodriguez Road. The proposed pipe | 2600000 | 2010-01-01 | 14 | San Diego District | Rodriguez Road Pipeline Replacement
1310001 | 005 | BRAWLEY, CITY OF | O | 0 | C | 26513 | Our water plant has only one raw water source feeding two raw water reservoirs. These reservoirs will supply three days of water should an extended outage of source water occur during peak usage particularly during summer months. In addition our current r | A new third reservoir 500 feet x 150 x 30 feet would alleviate the issues we face. The three reservoirs would be configured in series which would minimize turbidities and allow less chemical dosing. It would allow maintenance of each reservoir without imp | 2500000 | 2009-01-01 | 14 | San Diego District | Brawley Water Treatment Plant Raw Water Storage Reservoir
4810005 | 002 | SUISUN-SOLANO WATER AUTHORITY | O | 0 | C | 27748 | The Suisun-Solano Water Authority (SSWA) monitors the flow from its treatment and transmissions system into the service area’s distribution system. The existing equipment is aged and needs to be upgraded and augmented to more accurately measure flows int | One new metering station will be added to monitor flows into Old Town Suisun City from the Gregory Hill Storage Tank.Five existing meter stations will be upgraded for more accurate measurements and SCADA compatibility.Five pressure reducing stations and t | 275000 | 2010-01-01 | 4 | San Francisco District | System Metering nd Monitoring System Expansion
4810005 | 003 | SUISUN-SOLANO WATER AUTHORITY | O | 0 | C | 27748 | This project will address the following problems:Water Quality: the Suisun-Solano Water Authority (SSWA) system uses the Cement Hill Water Treatment Plant to treat its sole water supply from the Federal Solano Project’s Putah South Canal. The Canal can b | The project is to build a 2 million gallon welded steel water storage tank adjacent to and at the same elevation as the existing tank of the same size. Internal baffling, NSF-compliant coatings and a THM reduction system will be included. Piping and tel | 2000000 | 2010-01-01 | 4 | San Francisco District | New Cement Hill Potable Water Storage Tank
1910204 | 006 | LOS ANGELES CO WW DISTRICT 29 & 80-MALIB | O | 0 | C | 27807 | SERRA BOOSTER STATION. THE EXISTING BOOSTER STATION IS AGED AND OF INSUFFICIENT CAPACITY TO PROMPTLY FILL THE SWEETWATER MESA TANK. | UPGRADE EXISTING BOOSTER STATION TO ELIMINATE FREQUENT MAINTENANCE. | 200000 | 2000-01-01 | 16 | Central District | Serra Booster Station
1910204 | 009 | LOS ANGELES CO WW DISTRICT 29 & 80-MALIB | O | 0 | C | 27807 | MALIBU KNOLLS PIPELINE. THE EXISTING WATER SYSTEM IN THIS COMMUNITY IS AGED, UNDERSIZED, AND IN NEED OF REPLACEMENT. THE DETERIORATING SYSTEM CAUSES MAINTENANCE PROBLEMS. | REPLACEMENT OF WATER MAIN AND CONSTRUCTION OF A BOOSTER PUMP STATION TO REDUCE MAINTENANCE. | 1250000 | 1999-01-01 | 16 | Central District | Malibu Knolls Pipeline
1910204 | 012 | LOS ANGELES CO WW DISTRICT 29 & 80-MALIB | O | 0 | C | 27807 | ENCINAL CANYON ROAD PIPELINE. THE EXISTING WATER SYSTEM IS AGED AND UNDERSIZED. | INSTALL WATER MAINS TO IMPROVE FIRE PROTECTION AND IMPROVE OUR ABILITY TO FILL THE EXISTING WATER TANK. | 350000 | 1999-01-01 | 16 | Central District | Encinal Road Pipeline
1910204 | 019 | LOS ANGELES CO WW DISTRICT 29 & 80-MALIB | O | 0 | C | 27807 | PHASE 2 OF 2: 3.6 MG WATER STORAGE DEFICIENCY | CONSTRUCT A 1.6 MG RESERVOIR AT THE EXISTING SUNSET MESA TANK FARM SITE | 1680000 | 2002-01-01 | 16 | Central District | Phase II of II; mesa tank farm storage
1910204 | 021 | LOS ANGELES CO WW DISTRICT 29 & 80-MALIB | O | 0 | C | 27807 | 11 tank sites have been determine to be a safety threat due to lack of proper drainaga courses and storm drains to convey the water flow in the event of a tank rupture | Modification with water diverting systemssuch as retaining walls, flood gates, drainage courses, weep holes etc. | 750000 | 2006-01-01 | 16 | Central District | Tank site modification
1910204 | 022 | LOS ANGELES CO WW DISTRICT 29 & 80-MALIB | O | 0 | C | 27807 | Deterioration and damage of old appurtenances | Rehabilitation, replacementor removal air and vaccum release valves, posts, cross connections, fire hydrants, underground vaults, vault ventilation covers and water valves. | 476000 | 2006-01-01 | 16 | Central District | Replacement of old appurtenances
4810001 | 023 | CITY OF BENICIA | O | 0 | C | 28000 | The total organic carbon content (specifically the dissolved phase) in the North Bay Aqueduct (State Water Project) contributes to high disinfection byproducts during the winter months when winter rains wash natural organic matter into Barker Slough. Ben | Install a magnetic ion exchange process as part of a pretreatment solution for removing disinfection byproduct precursors. The trial-proven technology is the MIEX (trademarked) resin developed by Orica. Since the total organic carbon (TOC) levels increa | 2000000 | 2010-01-01 | 4 | San Francisco District | Benicia MIEX Installation Project
4110003 | 003 | CITY OF BURLINGAME | O | 0 | C | 29867 | Current storage tanks have old, loose lead-based paint on the exterior of the tanks. The California Department of Public Health has required that Burlingame re-coat the tanks' exterior. In order to perform this re-coating, the lead-based paint must be re | The tank recoating project involves the sand blasting of the tank's exterior to remove old, lead-based paint. Because of the likely presence of significant lead inhalation risks during sand blasting, significant health and safety precautions must be take | 500000 | 2010-01-01 | 17 | Santa Clara District | Water Storage Tank Lead Based Paint Removal and Re-coating
0110011 | 001 | CITY OF LIVERMORE | O | 0 | C | 29995 | Unable to provide service to specific areas at acceptable pressures for both domestic and fire purposes. | Add two elevated storage reservoirs, associated piping and pump station to system. | 10000 | 1998-01-01 | 4 | San Francisco District
0110011 | 002 | CITY OF LIVERMORE | O | 0 | C | 29995 | Water supply during an emergency is critical, however, water supply can be threatened during an emergency due to a pipeline or reservoir rupture. The City of Livermore's water system has three pressure zones with a reservoir in each zone. A tank or supp | This project invovles constructing two emergency water interconnections. On the west side of the City of Livermore a water interconnection will be constructed with Dublin San Ramon Service District. The interconnection will be constructed northeast of t | 160000 | 2010-01-01 | 4 | San Francisco District | Emergency Water Interconnections
1510017 | 001 | INDIAN WELLS VALLEY W.D. | O | 0 | C | 30000 | DOCUMENTED THREAT OF HIGH TDS WATER (91,200 PPM) MAY CONTAMINATE THE GROUNDWATER | SPREAD WELLFIELD OUT. OTHER - DESIGN AND CONSTRUCTION | 3925000 | 1998-01-01 | 19 | Tehachapi District | New wellfield to provide low TDS water (1997)
3610005 | 002 | LAKE ARROWHEAD CSD | O | 0 | C | 30000 | The District's five million gallons per day Bernina Water Treatment Plant Filter piping is more than 35 years old and in need of replacement. A recent pipe failure prompted investigation of the filter piping, valves, instrumentation and controls and many | The scope of work generally includes the replacement of the existing water treatment plant filter piping, valves, instrumentation and controls. The project will improve the reliability of the water treatment system and avoid any unplanned disruption to wa | 1200000 | 2010-01-01 | 13 | San Bernardino District | Bernina Water Treatment Plant Improvements
4310028 | 001 | SAN JOSE STATE UNIVERSITY | O | 0 | C | 30000 | The San Jose State University (SJSU) Public Water System (PWS) serves a population of between 10,001 and 100,000 and is intertied to the San Jose Water Company’s PWS that serves more than 100,000. There are inadequate sampling facilities necessitating sam | The project installs sampling points on the distribution system in accordance with municipal standards. | 200000 | 2010-01-01 | 17 | Santa Clara District | Water Distribution System Improvements Phase 3
3610043 | 002 | GOLDEN STATE WATER CO - BARSTOW | O | 0 | C | 30469 | The 61-year old Cast Iron and Steel pipelines require replacement due to pipe material and age of infrastructure. Additionaly, the portion of 4-inch main on West Street needs to be replaced due to hydraulic deficiencies. | Replace 12-inch Steel pipeline with 12-inch PVC along Buena Vists Street from Avenue A to West Street, and replace 4-inch Cast Iron and 8-inch Steel pipelines with 8-inch PVC along west Street from Buena Vista to Fredericks | 171171 | 2009-01-01 | 13 | San Bernardino District | Buena Vista Street from Avenue A to West Street 2010
3410010 | 002 | CALAM - SUBURBAN | O | 0 | C | 33314 | General system improvement. Lack of system pressure due to loss of source of supply. | US 50 overcrossing. Involves design and construction. | 250000 | 1998-01-01 | 9 | Sacramento District
3410010 | 003 | CALAM - SUBURBAN | O | 0 | C | 33314 | General system improvement. Inadequate source of supply due to ground water contamination from Mather. | Booster station, tank and connecting mains. Involves design and construction. | 2500000 | 1998-01-01 | 9 | Sacramento District
3410010 | 004 | CALAM - SUBURBAN | O | 0 | C | 33314 | General system improvement. Loss of source production due to VOC ground water contamination. | Drill and equip well. Involves design and construction. | 530000 | 1998-01-01 | 9 | Sacramento District
3410021 | 001 | SAN JUAN WATER DISTRICT | O | 0 | C | 33792 | General system improvement. Existing pumps will not provide the water needed by the six agencies in case of floods or drought. Possible water outage. | Improve suction sides and replace pumps. | 2800000 | 1998-01-01 | 9 | Sacramento District
3410021 | 005 | SAN JUAN WATER DISTRICT | O | 0 | C | 33792 | General system improvement. The water main pipeline has failed many times and is vulnerable to collapse by being suspended over a canyon by dilapidated wooden trestle. | Reconstruction to replace or renovate the pipeline. | 940000 | 1998-01-01 | 9 | Sacramento District
3410021 | 006 | SAN JUAN WATER DISTRICT | O | 0 | C | 33792 | General system improvement. Scada system has unacceptable transmission capacity, with up to 15 minute data update time intervals, which is well below the expected response. | Determine improvements/replacements to existing SCADA system and implement. | 900000 | 1998-01-01 | 9 | Sacramento District
1910062 | 001 | LA VERNE, CITY WD | O | 0 | C | 34046 | The existing 14" pipeline in E Street is a riveted steel pipe with thin wall. The pipe is at least 80 years old and experiencing numerous leaks and failures. The pipe is also vulnerable to damage as it crosses two sets of rail lines. This pipeline is t | This proposed project will replace approximately 3,600 feet of existing 14" riveted steel pipeline with roughly 2,500 feet of new 16" ductile iron pipe and 1,100 feet of 8" ductile iron pipe. The new 16" line will also be connected to a new transmission | 1000000 | 2010-01-01 | 15 | Metropolitan District | E Street 16 inch Water Main Replacement
1910062 | 002 | LA VERNE, CITY WD | O | 0 | C | 34046 | The City of La verne purchased the assets of the La Verne Plateaus Mutual Water Company circa 1970, including the Plateau Forebay, pump station, and transmission pipeline. This existing 16" pipeline was originally constructed by the Plateau Mutual Water | This proposed project would replace the aging 16" pipeline from the City's Palteau Booster Station to Summit Avenue, which is near the top of this small canyon or drainage area. Approximately 2,500 feet of new ductile iron pipe would replace the existing | 1000000 | 2010-01-01 | 15 | Metropolitan District | Plateau Forebay Discharge Line
1910062 | 003 | LA VERNE, CITY WD | O | 0 | C | 34046 | Several existing streets in La Verne are served by older 4" cast iron water mains. This creates not only pressure problems within these neighborhoods, but limits fire flow capacities. | This proposed project would replace approximately 9,875 feet of substandard water main on Second Street, Third Street, Seventh Street, F Street and other adjoining streets with 8" ductile iron pipe. It also includes the installationof standard fire hydra | 1500000 | 2010-01-01 | 15 | Metropolitan District | Second/Third Street 4 inch Pipeline Replacement
1910062 | 004 | LA VERNE, CITY WD | O | 0 | C | 34046 | The ciyt of La Verne is located in the Foothills of eastern Los Angeles County. many of its water facilities are located within the foothills and other remote locations and subject to vandalism. This includes unauthorized entry into reservoir hatches, u | This proposed project would install various electronic equipment to provide 24 hour monitoring and surveilance of critical water facilities inclduing reservoirs, pumping stations, and treatment plants. | 300000 | 2010-01-01 | 15 | Metropolitan District | Critical Facility Intrusion Alarms
2710017 | 008 | MARINA COAST WATER DISTRICT | O | 0 | C | 34600 | There are 26 locations in the Marina Coast Water District's Marina drinking water delivery system where the water transmission mains feeding oul-de-sacs are undersized and require replacement. These undersized transmission main sections pose pressure iss | The Marina Undersized Mains and Hydrant Repair and Replacement Project would include planning, design and construction for replacing 26 locations of undersized drinking water transmission mains and Warfhead Hydrants to improve pressure flow in those publ | 1400000 | 2009-01-01 | 5 | Monterey District | Marina Undersized Mains and Hydrant Repair and Replacement
2710017 | 009 | MARINA COAST WATER DISTRICT | O | 0 | C | 34600 | The Marina distribution system has 65 locations where water flow is into a deadend main where a blow off is located for deadend main flushing. DHS requires we flush all of the dead end mains annually. We are not able to do so and effectively flush them | The project would include planning, design, and removal and replacement of 65 blow-offs on dead end drinking water pipelines to enable the annual flushing required by DPH and ensure drinking water quality standards are met throughout the Marina Coast Wat | 1000000 | 2009-01-01 | 5 | Monterey District | Marina Blow Off Replacement
2710017 | 010 | MARINA COAST WATER DISTRICT | O | 0 | C | 34600 | The conversion of the Fort Ord from military use to domestic use included transferring ownership to the Marina Coast Water District for the existing Fort Ord public drinking water supply, treatment, storage and distribution system. The Marina Coast Water | The Ord CSUMB Housing Small Mains Replacement Project would include:- pre-design/planning for removing transmisstion main sections - design(including environmental documentation) and bid document preparation- construction to remove and replace 28 transmis | 4000000 | 2009-01-01 | 5 | Monterey District | Ord CSUMB Housing Small Mains Replacement (2008)
4210016 | 003 | GOLDEN STATE WATER COMPANY - ORCUTT | O | 0 | C | 35212 | Needs to improve sources. | Implement a groundwater management plan. | 5000 | 1998-01-01 | 6 | Santa Barbara District
4210016 | 004 | GOLDEN STATE WATER COMPANY - ORCUTT | O | 0 | C | 35212 | Needs to improve the reliability of system operation. | Automate the system with auto dailer. | 50000 | 1998-01-01 | 6 | Santa Barbara District
4210016 | 005 | GOLDEN STATE WATER COMPANY - ORCUTT | O | 0 | C | 35212 | Upgrade the distribution system for adequate pressure. | Automate the Foxenwood zone system. | 30000 | 1998-01-01 | 6 | Santa Barbara District
4210016 | 007 | GOLDEN STATE WATER COMPANY - ORCUTT | O | 0 | C | 35212 | Upgrade distribution system for bacteriological monitoring. | Install two industrial approved sample stations for TCR sampling. | 5000 | 1998-01-01 | 6 | Santa Barbara District
4210016 | 008 | GOLDEN STATE WATER COMPANY - ORCUTT | O | 0 | C | 35212 | Upgrade reservoirs to prevent corrosion. | Install cathodic protection at two reservoirs, Orcutt Hill and Orcutt plant Reservoir | 25000 | 1998-01-01 | 6 | Santa Barbara District
4210016 | 009 | GOLDEN STATE WATER COMPANY - ORCUTT | O | 0 | C | 35212 | Distribution system needs upgrades for maintain adequate pressure. | Automate the Evergreen Zone. | 30000 | 1998-01-01 | 6 | Santa Barbara District
4210016 | 011 | GOLDEN STATE WATER COMPANY - ORCUTT | O | 0 | C | 35212 | Mains that are now undersized because of growth that has taken place result in low pressure for our customers, as well as insufficient fire flows for public protection. By replacing 11200 feet of 4 inch steel main line with 8 inch ductile iron pipe, this | Replace 1200 feet of 4 inch steel main line with 8 inch ductile iron pipe in order to increase pressure and flow to better serve customers in low pressure areas, and to increase fire flow for public protection. | 400000 | 2010-01-01 | 6 | Santa Barbara District | Orcutt - Park Avenue Main Replacement
4210016 | 012 | GOLDEN STATE WATER COMPANY - ORCUTT | O | 0 | C | 35212 | Mains that are now undersized because of growth that has taken place result in low pressure for our customers, as well as insufficient fire flows for public protection. By replacing 1,423 feet of 4 inch main line with 8 inch pipe, this problem will be re | Replace 1,423 feet of 4 inch main line with 8 inch pipe in order to increase pressure and flow to better serve customers in low pressure areas, and to increase fire flow for public protection. | 600000 | 2010-01-01 | 6 | Santa Barbara District | Orcutt - Orcutt Road Main Replacement
4210016 | 013 | GOLDEN STATE WATER COMPANY - ORCUTT | O | 0 | C | 35212 | Mains that are now undersized because of growth that has taken place result in low pressure for our customers, as well as insufficient fire flows for public protection. By replacing 800 feet of 4 inch steel main line with 8 inch ductile iron pipe, this p | Replace 800 feet of 4 inch steel main line with 8 inch ductile iron pipe in order to increase pressure and flow to better serve customers in low pressure areas, and to increase fire flow for public protection. | 210000 | 2010-01-01 | 6 | Santa Barbara District | Orcutt - South Pacific Main Replacement
3010030 | 005 | CITY OF SAN JUAN CAPISTRANO | O | 0 | C | 36037 | The project is designed to address MTBE groundwater contamination within the proximity of the Dance Hall Well in San Juan Capistrano. The Dance Hall well is currently threatened with MTBE contamination that could potentially exceed applicable drinking wa | The project includes the purchase and installation of a contamination treatment system to remove MTBE from groundwater which supplies the Dance Hall Well. The project includes a Granular Activated Carbon treatment process at the well-head. The proposed | 2300000 | 2009-01-01 | 8 | Santa Ana District | San Juan Capistrano - Treatment System for Dance Hall Well
3010030 | 007 | CITY OF SAN JUAN CAPISTRANO | O | 0 | C | 36037 | This project is intended to address MTBE groundwater contamination within the proximity of the Kinoshita Well located in the City of San Juan Capistrano. The Kinoshita Well is currently threatened with MTBE contamination which could potentially exceed ap | The project includes the purchase and installation of a contamination treatment system to remove MTBE and other chemical contaminants from the groundwater in the proximity of the Kinoshita Well. The City is considering either a Granular Activated Carbon | 2300000 | 2009-01-01 | 8 | Santa Ana District | San Juan Capistrano - Treatment System for Kinoshita Well
3010030 | 008 | CITY OF SAN JUAN CAPISTRANO | O | 0 | C | 36037 | This project is associated with the overall master plan that invovles expanding the current capacity of the City owned Groundwater Recovery Plant. The Ground Water Recovery Plant Expansion and Regional Domestic Distribution Facility project proposes to e | This project proposes to construct 2 additional production wells, well head facilities including VFD's and a transmission pipeline from the well locations to the Ground Water Recovery Plant. The successful implementation of the project will have the effe | 1300000 | 2010-01-01 | 8 | Santa Ana District | Eastern Wells (Additional Groundwater Recovery)
1910024 | 004 | GSWC - CLAREMONT | O | 0 | C | 36435 | The Indian Hill areaWells have reached the end of their economic usefull life. Drilling a new well on an existing site will provide ground water inlieu of using Colorado River Water. | This project involves the drilling and equiping of a new well at an existing facility. | 750000 | 2009-01-01 | 7 | Hollywood District | Indian Hills Well 2009
1910024 | 005 | GSWC - CLAREMONT | O | 0 | C | 36435 | The Montana Lane area Wells have reached the end of their economic usefull life. This is a new site to provide ground water inlieu of using Colorado River Water. | This project will involve the complete developement of a new well facility. The project is currentlyin design and will involve the drilling and equiping of the well and building as well as chlorination failities. | 850000 | 2009-01-01 | 7 | Hollywood District | Montana Lane Well 2009
5610018 | 002 | VENTURA CWWD NO. 1 - MOORPARK | O | 0 | C | 36786 | Ventura County Waterworks District No.1 (District) provides water service to over 35,000 people in the City of Moorpark and contiguous areas. The District's water supply comes from imported and local sources. The imported chloraminated water is combined | The District’s intention is to treat District Wells 55,95, 96, and 98 with chloramines to be compatible with imported water treatment. The conversion to chloramines would include chemical analyzers and chlorine and ammonia pumps and othe related appurte | 300000 | 2010-01-01 | 6 | Santa Barbara District | Ventura County Waterworks District No. 1 - Well Treatment/Conversion to Chloramines
5610018 | 005 | VENTURA CWWD NO. 1 - MOORPARK | O | 0 | C | 36786 | Ventura County Waterworks District No. 1 (District) has various reservoirs that are inadequately equipped and not in compliance with OSHA regulations such as ladders with no fall arresting device, or lanyards to prevent injury from a slip or fall while c | This project is to install Safe-T-Climb Devices, extend existing ladders, provide enclosues for security and safety, and install/repair liquid level indicators.Once completed, this project will comply with all OSHA requirements and provide for a safer env | 101750 | 2010-01-01 | 6 | Santa Barbara District | Ventura County Waterworks District No. 1 - Reservoir Safety Upgrades
1910028 | 003 | CRESCENTA VALLEY CWD | O | 0 | C | 38000 | Aging distribution system pipelines with significant leak/rupture history; resulting potential for contamination and pressure losses within distribution system and inability to meet required fire protection flows. | Funding requested for a water distribution system pipeline replacement program that has been in place since 1994/95 for a portion from 1997/98 beyond. Project involves: Design, and Construction | 8173060 | 1998-01-01 | 15 | Metropolitan District
1910028 | 006 | CRESCENTA VALLEY CWD | O | 0 | C | 38000 | The problem is that FMWD has one connection to the MWD system and is reliant upon this one connection for all import water delivered to its eight member agencies. When the MWD system is shutdown for repairs and maintenance. Most of these shutdowns are sea | CVWD is proposing a three (3) phase project includingPhase A - Plan, design and construct a new 1000 gpm emergency water supply interconnection with Los Angeles Department of Water and Power that will be activated in the event of a MWD system shutdown. T | 1133250 | 2010-01-01 | 15 | Metropolitan District | Emergency Water Supply Interconnection Between LADWP, CVWD and FMWD
4110025 | 006 | NORTH COAST COUNTY WATER DIST | O | 0 | C | 38390 | Corroding and leaking transmission mains. | Phase 1 system modifications will allow leaking main to be taken out of service | 75000 | 1998-01-01 | 17 | Santa Clara District | Distribution system replacement (1997)
4110025 | 007 | NORTH COAST COUNTY WATER DIST | O | 0 | C | 38390 | Corroding and leaking transmission mains. | Phase 2 of project will place a liner inside main after phase 1 work is completed. | 350000 | 1999-01-01 | 17 | Santa Clara District | Distribution system replacement (1997)
3310007 | 001 | COACHELLA, CITY OF | O | 0 | C | 38406 | Security Project | Security for the municipal water wells, reservoirs, and booster stations in the city of Coachella. | 175000 | 2007-10-01 | 20 | Riverside District | Water Facilties Security System
3710021 | 001 | SAN DIEGUITO WD | O | 0 | C | 38500 | Possible contamination of San Dieguito Reservoir with collection of sludge solids and filter backwash water. | Back wash water secondary treatment (reclamation) and removal of accumulated solids in lake for taste and odor imrovements. | 5900000 | 1998-01-01 | 14 | San Diego District
3710021 | 003 | SAN DIEGUITO WD | O | 0 | C | 38500 | This project will provide protective corrosion protection for 10 underground facilities. The project is to strip blast paint and other containments from piping, flex coupler, clay valves, gate valves and supporting legs. A thermal spray will be used to c | This project will provide protective corrosion protection for 10 underground facilities. The project is to strip blast paint and other containments from piping, flex coupler, clay valves, gate valves and supporting legs. A thermal spray will be used to c | 100000 | 2010-01-01 | 14 | San Diego District | SDWD Corrosion Protection for Underground Facilities and Vaults
3710021 | 005 | SAN DIEGUITO WD | O | 0 | C | 38500 | SDWD Motorized Actuators for Transmission Lines and Valve ReplacementProject No. CWW01AInstallation of 16 motorized actuators and replacement of existing 24" and 30” valves in the 520 zone transmission mains.This project installs motorized actuators and v | Installation of 16 motorized actuators and replacement of existing 24" and 30” valves in the 520 zone transmission mains. Construction will involve traffic control in major arterials of the City of Encinitas, shut down of transmission mains, removal and | 400000 | 2010-01-01 | 14 | San Diego District | SDWD Motorized Actuators for Transmission Lines and Valve Replacement Project
1910090 | 001 | MONROVIA-CITY, WATER DEPT. | O | 0 | C | 39147 | This is an application for the green-environmental projects.The City of Monrovia is a leader in green-environmental projects in Los Angeles County.To continue with our progressive approach the City of Monrovia has a plan to install a 334 kW DC solar power | The City would have a contractor construct a 334 kW DC solar system at this site. The solar power generating panels would be installed on the roof area and parking facilities. The associated equipment would be installed in the mechanical area of the sit | 1680000 | 2010-01-01 | 22 | Angeles District | Solar Power installation at City Well Field 2655 Myrtle Avenue
1910090 | 002 | MONROVIA-CITY, WATER DEPT. | O | 0 | C | 39147 | The City of Monrovia has identified two of the City Water System wells as needing rehabilitation. The number of hours that the wells run and the volume of water they produce has caused "wear and tear" on the pumps and motors. The volume of water pumped | The City of Monrovia will hire a contractor to remove and rebuild the well pump and motors. The wells themselves will be inspected and cleaned and items repaired if needed. The wells will then be sanitized and tested and put back into active service. T | 125000 | 2010-01-01 | 22 | Angeles District | Rehabilitation of Monrovia Wells #5 and #6
1910090 | 003 | MONROVIA-CITY, WATER DEPT. | O | 0 | C | 39147 | Due to the remote locations or several of the City reservoir sites security on the roof structures of the facilities is an issue. The water quality of the system could be compromised and vandalisum could occur. Cameras and motion sensors would be instal | The City will hire a contractor to install all materials and equipment to create a security system of motion sensors and cameras at 10 of the reservior locations. The system would be able to raise an alarm to get immediate response to prevent a water qua | 60000 | 2010-01-01 | 22 | Angeles District | Install Security Cameras at City Reservoir Sites
1910090 | 006 | MONROVIA-CITY, WATER DEPT. | O | 0 | C | 39147 | This is an application for the green-environmental projects.The City of Monrovia is a leader in green-environmental projects in Los Angeles County.To continue with our progressive approach the City of Monrovia has a plan to install a 650 kW DC solar power | The City would have a contractor construct a 650 kW DC solar system at this site. The solar power generating panels would be installed on the roof area and parking facilities. The associated equipment would be installed in the mechanical area at the sit | 4350000 | 2010-01-01 | 22 | Angeles District | Solar power installation at 600 S. Mountain Avenue
1910090 | 009 | MONROVIA-CITY, WATER DEPT. | O | 0 | C | 39147 | This is an application for the green-environmental projects.the City of Monrovia is a leader in green-Environmental projects in Los Angeles County.To continue with our progressive approach the City of Monrovia has a plan to install a 105.6kW DC solar powe | The City would have a contractor construct a 105.6 kW DC system at this site. The solar power generating panels would be installed on the roof area and the associated equipment installed in the existing pump area. The projected power output would supply | 900000 | 2010-01-01 | 22 | Angeles District | Solar power installation 510 Mountain Reservoir
3710019 | 002 | RAMONA MUNICIPAL WD | O | 0 | C | 40000 | This pipeline creates a second supply to the majority of the District increases the water system reliability, and reduces energy consumption. It will provide addtional fire fighting capabilites to avoid the evacuation and destruction of the town of Ramona | Construct 5,200 lf of 24-in pipeline between Olive St. Pump Station and Julian Tank. This pipeline will increase the reliability of the water supply provided to Downtown Ramona, Bargar Pressure Zone, and the San Diego County Estates which total approximat | 1310000 | 2010-01-01 | 14 | San Diego District | 24 inch Pipeline to Olive St. PS
3710019 | 003 | RAMONA MUNICIPAL WD | O | 0 | C | 40000 | In the event of a power outage, the Ramona area of the County will be without a water supply and in the Witch Fire event the water system was nearly dry. This resulted in No Use of Water Order, a No Drinking Water Order, and a Boil Order. In addition the | Purchase and installation of standby generators to sited at the Poway Pump Station. Project may use standard diesel standby generators or natural gas or solar as an alternative. | 2191000 | 2010-01-01 | 14 | San Diego District | Poway Pump Station Standby Generator
3710019 | 005 | RAMONA MUNICIPAL WD | O | 0 | C | 40000 | The District’s objective is to provide a reliable water supply to the existing San Diego Country Estates, Downtown Ramona and the Bargar Pressure Zone. Ramona suffered significant damage and forced evacuations during the 2003 and 2007 wild fires. Currrent | Design and construct 9,000 lf of 18-in pipeline between Olive St. Pump Station and Julian Tank and upgrade pump station. This pipeline will increase the reliability of the water supply provided to Downtown Ramona and the San Diego County estates which tot | 2673000 | 2010-01-01 | 14 | San Diego District | 18 inch Downtown Pipeline
3710019 | 007 | RAMONA MUNICIPAL WD | O | 0 | C | 40000 | The potable untreated water line in highland valley has suffered deterioration of the pipe joints requiring replacemenf of all joints. This work has been scheduled over a period of 10 years and results in repeated outages and road detours. The joints freq | Contract of the replacement of approximately 100 joints on approximately 4000 lf of 12 and 16-in pipeline and associated road repair. | 500000 | 2010-01-01 | 14 | San Diego District | Highland Valley Rd. Joint Replacement
4110023 | 007 | CITY OF SAN BRUNO | O | 0 | C | 40165 | Need emergency power supply at booster pump stations and wells. | Purchase five trailer mounted portable diesel powered electrical generators that would be stationed at each well head. | 300000 | 1998-01-01 | 17 | Santa Clara District | Emergency generators (1997)
4110023 | 008 | CITY OF SAN BRUNO | O | 0 | C | 40165 | Need to increase emergency water supply. (combined with another project) | Construct storage facilities to expand storage capacity. | 10200000 | 1998-01-01 | 17 | Santa Clara District | Additional storage (1997)
4110023 | 012 | CITY OF SAN BRUNO | O | 0 | C | 40165 | Currently, with limited funding and outdated technology, the City of San Bruno is only able to read the meters of its ratepayers once every two months. This length of time between reads leads to three major problems:o Customers are unable to track their | This project will allow for real-time meter reads from a central location. It includes the installation of a new transmitting register at each of the approximately 11,500 service connections, the installation of two antennas on top of two 100-foot poles | 2500000 | 2010-01-01 | 17 | Santa Clara District | Advanced Water Meter System
4110023 | 015 | CITY OF SAN BRUNO | O | 0 | C | 40165 | Existing Tank No. 1 is a welded steel tank that is structurally sound to resist seismic forces, but has rigid pipe connections to the distribution system that are susceptible to damage as a result of seismic ground movement.Existing Tank No. 3 performs a | As these tanks are the most critical to the safe and efficient operation of the City’s water distribution system, this project has been placed on the fast track for reconstruction. The City recently conducted a feasibility study and determined that a reh | 1250000 | 2010-01-01 | 17 | Santa Clara District | Seismic Retrofit and Rehabilitation of Water Tanks 1 and 3
5610059 | 001 | GOLDEN STATE WATER COMPANY - SIMI | O | 0 | C | 42717 | Needs to improve sources for reliability. | Drill and equip a well at the Rebecca Plant to provide for future emergency and laternative water supply. | 450000 | 1998-01-01 | 6 | Santa Barbara District
5610059 | 002 | GOLDEN STATE WATER COMPANY - SIMI | O | 0 | C | 42717 | Needs to improve storage capacity for meeting peak water demand. | Provide an additional 2 MG of storage steel tank for emergency and peak supply. | 1000000 | 1998-01-01 | 6 | Santa Barbara District
5610059 | 003 | GOLDEN STATE WATER COMPANY - SIMI | O | 0 | C | 42717 | Needs to improve sources for reliability. | Acquisition of property for the drilling of a well near Fitsgerald interconnection with Callegaus MWD will provide for the additioon of future emergency and alternative water supply to the system. Overall water qualityimprovement by blending. | 150000 | 1998-01-01 | 6 | Santa Barbara District
5610059 | 004 | GOLDEN STATE WATER COMPANY - SIMI | O | 0 | C | 42717 | Needs to improve sources for reliability. | Study groundwater quality and quantity available in the area of the highest elevation. Results will be used to select a well site to provide emergency and alternative water supply of good water quality to this area. | 30000 | 1998-01-01 | 6 | Santa Barbara District
5610059 | 008 | GOLDEN STATE WATER COMPANY - SIMI | O | 0 | C | 42717 | Groundwater from the two wells in this system is very high in TDS, necessitating blending with purchased water from Calleguas Mutual Water District. Only a small portion of the groundwater can be used because of limits to how much of the blended water can | To maximize groundwater use, extra pumping and piping would need to be added to send blended water from this plant and spread it around the distribution system. This would involve replacing aging booster pumps with more efficient VFD’s and adding conside | 3000000 | 2010-01-01 | 6 | Santa Barbara District | Simi Valley - Niles Booster Upgrades and Piping
3010036 | 001 | CITY OF SAN CLEMENTE | O | 0 | C | 43900 | Pump station installed in 1960's and has reached end of useful life. No redundancy for pump station service zones. | Calle Real Pump Station will improve redundancy within the City's Reservoir 10 and 6 service zones. The existing pump station has reached the end of its useful life and will be refitted with larger pumps, motors and an electrical system to provide servic | 1150000 | 2010-01-01 | 8 | Santa Ana District | Calle Real Pump Station Rehabilitation
3010036 | 004 | CITY OF SAN CLEMENTE | O | 0 | C | 43900 | Require additional operational and emergency storage for reservoir service zone. | The project was recommended in the City's 2006 Water Master Plan. Reservoir replacement from 0.5 MG to 1.0 MG. Proposed reservoir will provide a higher overflow elevation increasing hydraulic grade of service zone which will improve fire flows and low p | 3000000 | 2010-01-01 | 8 | Santa Ana District | Reservoir No. 1 Expansion
1910156 | 001 | BEVERLY HILLS-CITY, WATER DEPT. | O | 0 | C | 44290 | California is experiencing a natural and regulatory drought. These conditions are limiting the amount of water conveyed from the State Water Project and Colorado River to Southern California. As a result more water is needed through local ground water sou | This project would potentially allow the City of Beverly Hills to manage the Hollywood Basin as two separate aquifers a deep with the existing wells and a shallow aquifer with a minimum of two new wells. To investigate the groundwater within the aquifers | 1500000 | 2010-01-01 | 22 | Angeles District | Shallow groundwater well development in Beverly Hills
1910156 | 002 | BEVERLY HILLS-CITY, WATER DEPT. | O | 0 | C | 44290 | With the state of the economy and the shortage of water it is important that we as professionals and administrators look for new and inventive ways to both save money as well as find ways to help the public conserve water. With that in mind the staff at t | To change out the 61 remaining old obsolete turbine water meters and replace them with state of the art compound water meters that use the smart e-coder technology, it is necessary to enlarge the vaults because of the length of the new meters. This involv | 518500 | 2010-01-01 | 22 | Angeles District | Old obsolete water meter replacement
1910156 | 003 | BEVERLY HILLS-CITY, WATER DEPT. | O | 0 | C | 44290 | California is experiencing natural and regulatory droughts. These conditions are limiting the amount of water conveyed from the State Water Project and Colorado River to Southern California. As a result more water is needed through local ground water sour | Developing a functional deep well on existing City property is the highest ranked projects in the City’s Groundwater Management Plan Technical Committee requiring exploration of increase local water supply. Currently, the City has released a contract to | 1288283 | 2010-01-01 | 22 | Angeles District | Deep well development at robertson yard
1910156 | 008 | BEVERLY HILLS-CITY, WATER DEPT. | O | 0 | C | 44290 | Replace and/upgrade water devices to with more efficient models to conserve more water. | As a member agency of the Metropolitan Water District, an water audit was performed in the Fall of 2008 that identified water devices throughout city facilities that could be replaced and/or upgraded to conserve more water. With the current water supply | 80000 | 2010-01-01 | 22 | Angeles District | Water efficient equipment replacement
1910156 | 009 | BEVERLY HILLS-CITY, WATER DEPT. | O | 0 | C | 44290 | Within the City of Beverly Hills potable water distribution system inventory are five flat bottom, ground supported circular steel water reservoirs tanks, all located at five separate sites within the city. These tanks were constructed in the mid-fifties | The City of Beverly Hills is planning to replace the existing five welded steel water storage tanks and on-site piping at sites 3A, 4B, 5, 6 & 7 with new water storage tanks and on-site piping. Also, a seismic retrofit for the associated pump stations to | 8800000 | 2010-01-01 | 22 | Angeles District | Replacement of half century old steel tank reservoirs
3410013 | 002 | CALAM - LINCOLN OAKS | O | 0 | C | 44784 | General system improvement. Inadequate distribution main for new well location. | Connect to Daly Ave main. Involves design and construction. | 160000 | 1998-01-01 | 9 | Sacramento District
3410013 | 003 | CALAM - LINCOLN OAKS | O | 0 | C | 44784 | General system improvement. VOC contamination in well. | Treelark wellhead treatment. Involves design and construction. | 450000 | 1998-01-01 | 9 | Sacramento District
3410013 | 004 | CALAM - LINCOLN OAKS | O | 0 | C | 44784 | General system improvement. VOC contamination in well. | Sandlewood wellhead treatment. Involves design and construction. | 450000 | 1998-01-01 | 9 | Sacramento District
3410013 | 005 | CALAM - LINCOLN OAKS | O | 0 | C | 44784 | General system improvement. VOC contamination in well. | Glass Slipper wellhead treatment. Involves design and construction. | 450000 | 1998-01-01 | 9 | Sacramento District
3410013 | 006 | CALAM - LINCOLN OAKS | O | 0 | C | 44784 | General system improvement. Diesel contamination in well. | Villaview wellhead treatment. Involves design and construction. | 450000 | 1998-01-01 | 9 | Sacramento District
3410013 | 007 | CALAM - LINCOLN OAKS | O | 0 | C | 44784 | General system improvement. Inadequate soruce of supply due to attrition if well sources and VOC groundwater contamination. | Lincoln Oaks tank and booster station. Involves design and construction. | 1800000 | 1998-01-01 | 9 | Sacramento District
1910003 | 003 | CITY OF ARCADIA | O | 0 | C | 44814 | Growing electricity prices are most pronounced in the high energy demanding water pumping areas of Southern California. This high energy demand occurs during midday hot weather periods when utilities have the most difficult time to provide power and the | Arcadia Water Master Plan identified the need for installation of Sustainable Energy Projects and solar systems at water pumping facilities to offset high demand cost of power. The project will provide for installation of photovoltaic solar panel energy g | 3000000 | 2010-01-01 | 22 | Angeles District | Sustainable Energy - Solar System Project
5610019 | 001 | CAMARILLO WATER DEPT | O | 0 | C | 44831 | Needs to improve the reliability of sources. | Construct additional wells to provide provide redundancy and insuring system reliability. | 740000 | 1998-01-01 | 6 | Santa Barbara District
1910144 | 001 | SAN GABRIEL COUNTY WD | O | 0 | C | 45000 | Over the last four years San Gabriel County water District has lost 2500gpm of production due to heavy sand problems at three of our well sites, well 11, well 9 and well 7. We would like to rehabilitate our well 3 that has been out of service for approxam | The project would iinvolve our well 3 which has been inactive for approxamately 18 years. It is situated at our Van Nuys reservoir site. It is an ideal spot for a rehabilitation because of the location next to our reservoir which it would dump directly in | 500000 | 2009-01-01 | 7 | Hollywood District | Well 3 Rehabilitation Project
1910167 | 004 | VERNON-CITY, WATER DEPT. | O | 0 | C | 45000 | Problem DescriptionThe City of Vernon purchased proprerty from the Smurfit Stone Container Corporation, located at 2001 57th Street, in Vernon, CA. Smurfit left two of its industrial wells: herein know as Wells 9 & 10, that were constructed in 2001 and 20 | K. Project DescriptionThe Vernon Production Wells 9 & 10 are needed by the City to meet its daily water demands. The City recently destroyed its Well No. 18 due to groundwater contaminates and its advanced age. This had required the City to purchase MWD s | 2500000 | 2010-01-01 | 15 | Metropolitan District | Vernon Production Wells 9 & 10 (2009)
1910167 | 005 | VERNON-CITY, WATER DEPT. | O | 0 | C | 45000 | (Vernon Closed System):The City of Vernon’s (City) Water Distribution System operates on an open to atmosphere system with one pressure zone. The City uses and Elevated Storage Reservoir along with strategically placed pumps to provide sufficient pressure | The proposed closed water distribution system uses a multitude of Variable Frequency Drive motors placed a strategic locations along with a highly complex automated telemetry system to provide system pressure. The closed system could be run in concert wit | 4000000 | 2010-01-01 | 15 | Metropolitan District | Vernon Closed Distribution System
1910167 | 006 | VERNON-CITY, WATER DEPT. | O | 0 | C | 45000 | J. Problem DescriptionThe City of Vernon is in need of a new potable water production facility in order to meet existing water demand conditions and to reduce our reliance on MWD surface water supplies. In the past year alone, the City has been forced to | K. Project DescriptionThe City will be drilling a production well (Well 21) at 3200 Fruitland Avenue. This Well will be drilled to a depth of approximately 1400 feet and capable of producing 1500 gal/min. The casing will be approxiamtely 18-inches in diam | 2500000 | 2010-01-01 | 15 | Metropolitan District | Vernon Production Well 21
1910139 | 003 | CAL/AM WATER COMPANY - SAN MARINO | O | 0 | C | 46701 | California American Water and the city of San Marino will partner to replace the grass medians along Huntington Drive and San Marino Boulevard with California-Friendly landscaping.Currently the medians along Huntington Drive and San Marino Boulevard compr | California American Water and the city of San Marino will partner to replace the grass medians along Huntington Drive and San Marino Boulevard with California-Friendly landscaping.The proposed project would include the use of a California-friendly plant p | 50000 | 2010-01-01 | 7 | Hollywood District | Water conservation - median grass replacement
3610038 | 003 | RIALTO-CITY | O | 0 | C | 48418 | Aging meters in distribution system | Water meter replacement to promote water conservation | 1000000 | 2003-01-01 | 13 | San Bernardino District | Water meter replacement
0110009 | 001 | DUBLIN SAN RAMON SERVICES DISTRICT | O | 0 | C | 49243 | Dublin San Ramon Services District ("DSRSD") is a retail water supplier having a Distribution System Classification of D4 that must maintain water quality, water supply reliability, and water supply emergencies in its distribution system.The Potable Water | Per our Dublin San Ramon Services District’s 2005 Water Master Plan, Potable Water Reservoir 20B project (“Project”) will construct a 1.52 million gallon potable water reservoir located in the City of Dublin, County of Alameda. The Project will provide po | 7000000 | 2010-01-01 | 4 | San Francisco District | Water Reservoir 20B (CIP 620C530)
0110009 | 002 | DUBLIN SAN RAMON SERVICES DISTRICT | O | 0 | C | 49243 | Dublin San Ramon Services District (DSRSD) is a retail water supplier having a Distribution System Classification of D4 that must maintain water quality, water supply reliability, and water supply emergencies in its distribution system.The Water Main from | Per Dublin San Ramon Services District’s 2005 Water Master Plan, Water Main from Schaefer Ranch to Pump Station 4B (“Project”) will redesign and retrofit a temporary Pump Station 4B facility to a permanent facility and construct a 4,250LF welded steel pi | 3211001 | 2010-01-01 | 4 | San Francisco District | Schaefer Ranch Water System Pump Station 4B and 12 inch Waterline
4410017 | 002 | SOQUEL CREEK WATER DISTRICT | O | 0 | C | 50000 | Purissima aquifer needs treatment for taste, odor, and hardness of water. | Install treatment and water softening equipment. | 1100000 | 1998-01-01 | 5 | Monterey District | Treatment for taste, odor, hardness (1997)
4410017 | 003 | SOQUEL CREEK WATER DISTRICT | O | 0 | C | 50000 | GAC and water softening is needed for Garnet Well for taste and odor problems. | Upgrades to treatment plant--granular activated carbon filters, and water softening equipment. | 500000 | 1998-01-01 | 5 | Monterey District | Taste and Odor treatment (1997)
4410017 | 004 | SOQUEL CREEK WATER DISTRICT | O | 0 | C | 50000 | System needs computer ground water modeling to help with seawater intrusion. | System needs a computer groundwater model to simulate groundwater basin yield. | 300000 | 1998-01-01 | 5 | Monterey District | Groundwater modeling (1997)
4410017 | 006 | SOQUEL CREEK WATER DISTRICT | O | 0 | C | 50000 | Need shallow well system in La Selva Beach due to seawater intrusion. | Install a multipe shallow well system to reduce localized groundwater demand and avoid using deeper waters. | 3000000 | 2000-01-01 | 5 | Monterey District | Seawater intrusion protection (La Selva Beach) (1997)
4410017 | 007 | SOQUEL CREEK WATER DISTRICT | O | 0 | C | 50000 | Need new well in sub-area III due to high TDS and chlorides. | Installation of a production well in sub-area III. | 1000000 | 2002-01-01 | 5 | Monterey District | New Well In sub area III (1997)
4410017 | 008 | SOQUEL CREEK WATER DISTRICT | O | 0 | C | 50000 | Need La Selva Beach well due to high TDS and chlorides. | Install La Selva Beach production well will provide additional water in sub-area IV. | 758900 | 2000-01-01 | 5 | Monterey District | New well at La Selva Beach, subarea 4 (1997)
4410017 | 009 | SOQUEL CREEK WATER DISTRICT | O | 0 | C | 50000 | System needs new well at Top Sail Court due to seawater intrusion. | Construct new production well at Top Sail Court. | 1900000 | 1999-01-01 | 5 | Monterey District | New well at Top sail court (1997)
4910020 | 007 | SONOMA COUNTY WATER AGENCY | O | 0 | C | 50000 | Water security improvements needed. | The Sonoma County Water Agency (SCWA) is a wholesale potable water provider to 700,000 people (including transients and tourists) in two counties (Sonoma and Marin) through nine public water system contractors. The SCWA EPA-approved Vulnerability Assessm | 50000 | 2009-01-01 | 18 | Sonoma District | New Upgraded Infra-red Motion Detection Cameras
4910020 | 008 | SONOMA COUNTY WATER AGENCY | O | 0 | C | 50000 | Water security improvements needed. | The Sonoma County Water Agency (SCWA) is a wholesale potable water provider to 700,000 people (including transients and tourists) in two counties (Sonoma and Marin) through nine public water system contractors. SCWA operates a Supervisory Control and Dat | 150000 | 2009-01-01 | 18 | Sonoma District | Emergency Mobile SCADA
4910020 | 009 | SONOMA COUNTY WATER AGENCY | O | 0 | C | 50000 | Water security improvements needed. | The Sonoma County Water Agency (SCWA) is a wholesale potable water provider to 700,000 people (including transients and tourists) in two counties (Sonoma and Marin) through nine public water system contractors. SCWA operates a Supervisory Control and Dat | 50000 | 2009-01-01 | 18 | Sonoma District | SCADA System Security Enhancement
4910020 | 011 | SONOMA COUNTY WATER AGENCY | O | 0 | C | 50000 | The Sonoma County Water Agency (SCWA) is a wholesale potable water provider to 700,000 people (including transients and tourists) in two counties (Sonoma and Marin) through nine public water system contractors. The SCWA EPA-approved Vulnerability Assessm | The SCWA EPA-approved Vulnerability Assessment (VA) identified the need to purchase and install new upgraded infra-red motion detection cameras to significantly improve detection and delay potential threats. Early warning technology in the form of infra-r | 50000 | 2010-01-01 | 18 | Sonoma District | New Upgraded Infra-red Motion Detection Cameras
5610020 | 001 | THOUSAND OAKS WATER DEPT | O | 0 | C | 50000 | Rolling Oaks tank needs to be adequately sized and seismically safe. | Construct a new larger reservoir to meet the current seismic codes and the standard for fire flow storage. | 1000000 | 1998-01-01 | 6 | Santa Barbara District
5610020 | 003 | THOUSAND OAKS WATER DEPT | O | 0 | C | 50000 | Within the City's water system, there have been long lasting problems with water meters with respect to incorrect metering, higher lead content in older meters, and excessive carbon foot print due to maintenance and meter reading activities. | Citywide, there are more than 17,000 meters currently active. The material used in manufacturing the meters (brass) contains a certain level of lead. In the older meters the level of lead content is higher than the newer models (as of 2010 there will be | 900000 | 2010-01-01 | 6 | Santa Barbara District | Water Meter Replacement (Automated Meter Reading)
5610020 | 007 | THOUSAND OAKS WATER DEPT | O | 0 | C | 50000 | Certainly, service areas within the City’s drinking water system experience the effects of low turnover, nitrification and a subsequent diminished disinfection agent residual. This is primarily a winter phenomena when irrigation use is low. As the City | The project entails installation of automated Chlorine Analyzer equipment at select reservoirs for monitoring and detection purposes through the City's SCADA (Supervisory Conrol and Data Acquisition) system. | 300000 | 2010-01-01 | 6 | Santa Barbara District | Automated Chlorine Analyzer
3710015 | 002 | POWAY - CITY OF | O | 0 | C | 50542 | The Boulder Mountain water reservoir tanks serve the 1100 Pressure Zone in the City of Poway. The tanks are very old and in need of structural repairs including seismic retrofit. Without significant repairs or replacement the residents in the service ar | The Boulder Mountain water reservoir tanks serve the 1100 Pressure Zone in the City of Poway. The tanks are in need of structural repairs including seismic retrofit. The most ecomomic solution would be to replace the two existing older tanks with on 1.0 | 2200000 | 2010-01-01 | 14 | San Diego District | Boulder Mountain Reservoir Replacement
3710015 | 003 | POWAY - CITY OF | O | 0 | C | 50542 | The existing transmission main conveying water from the water treatment plant clearwell to the City's entire distribution system is over 50-years old and approaching the end of it's service llife. When this line is down for repairs, most of the City is w | The scope of this project includes the installation of a new transmission line connecting the clearwell at the City's water treatment plant to the entire City. The work iinvolves the installation of approximately 3000 ft of 24-inch to 42-inch transmissio | 2234000 | 2010-01-01 | 14 | San Diego District | Clearwell Pipeline Replacement
3010079 | 001 | EL TORO WATER DISTRICT | O | 0 | C | 50800 | Deteriorating reservoirs coating | Re-coating of reservoirs | 1000000 | 2001-01-01 | 8 | Santa Ana District
3010079 | 002 | EL TORO WATER DISTRICT | O | 0 | C | 50800 | Deteriorating reservoir coating | Re-coating of reservoir | 400000 | 2002-01-01 | 8 | Santa Ana District
3010079 | 003 | EL TORO WATER DISTRICT | O | 0 | C | 50800 | Aged & worn water wransmission pipe | Pipeline replacement | 203000 | 2001-01-01 | 8 | Santa Ana District
3610003 | 007 | APPLE VALLEY RANCHOS WC | O | 0 | C | 52879 | Inadequate source capacity (single source of supply) | Construct reservoir and booster system adjacent to well | 300000 | 1998-01-01 | 13 | San Bernardino District
1510005 | 002 | DELANO, CITY OF | O | 0 | C | 53855 | The City of Delano needs to immediately replace 12,450 lineal feet of old deteriorated OD steel water distribution pipelines and leaking valves. There are over 100 water breaks per year that require emergency excavation and repair in the proposed area. Th | The City will replace 12,450 lineal feet of deteriorated outside diameter (OD) steel water distribution pipelines and leaking valves. The pipes were prevously installed between 1930 and 1940. The 4” OD pipes will be replace with 8” PVC pipe. The main lin | 2200000 | 2009-01-01 | 12 | Visalia District | Deteriorated Waterline Replacement Project
0110003 | 002 | CALIFORNIA WATER SERVICE - LIVERMORE | O | 0 | C | 54496 | Improve disinfection reliability, so that it is compatible with Chloramine. | Install facilities to enable Chloramine disinfection of all system reservoirs (24) and purchase portable Chloramination equipment. | 980000 | 1999-01-01 | 4 | San Francisco District
2110003 | 037 | NORTH MARIN WATER DISTRICT | O | 0 | C | 56000 | Sample stations are needed to monitor chlorine decay dynamics throughout the distribution system in accordance with CDPH and EPA regulations. Permanent sample stations increase the integrity of the data collected and eliminate the need to utilize custome | The project proposes to install Sample Stations throughout the water system to test for water quality. There are 17 locations that have been identified as needing a permanent station installed. The Sample Station consists of a ¾” copper pipe tapped into | 100000 | 2010-01-01 | 18 | Sonoma District | Water Quality Sample Stations
2110003 | 039 | NORTH MARIN WATER DISTRICT | O | 0 | C | 56000 | Zone Valves in the system separate two different pressure zones and are permanently closed, to be opened only as an emergency connection. Water in the dead end zone adjacent to the valve becomes stagnant and needs to be flushed periodically to maintain a | This project proposes to install flushing taps at the dead end zone valves to enable flushing as part of the annual flushing program. There are 43 locations requiring flushing taps. Mains 10” in diameter and smaller would receive a 2” flushing tap. Mai | 200000 | 2010-01-01 | 18 | Sonoma District | Flushing Taps at Zone Valves
3410014 | 001 | FOLSOM, CITY OF - MAIN | O | 0 | C | 56980 | lack of intrusion monitoring, alert system at water treatment plant, pump stations, and reservoirs | install passive monitoring systems at 15 sites at water treatment plant and distribution system; possible central monitoring | 300000 | 2004-01-01 | 9 | Sacramento District | Security improvement project
0910002 | 007 | SOUTH TAHOE PUD - MAIN | O | 0 | C | 60000 | The Angora Tank is a critical facility for the South Tahoe Public Utility District’s water system. This tank and the associated waterline is the only source of water serving the Angora Highlands neighborhood; there are no wells in this zone and there is n | STPUD is planning to replace the existing Angora Tank and waterline in an effort to upgrade the District’s water distribution system. The project in its entirety involves building an access road, tank replacement, waterline replacement, and associated sta | 1200000 | 2010-01-01 | 9 | Sacramento District | Angora Tank Replacement
3010018 | 001 | CITY OF LA HABRA | O | 0 | C | 61454 | La Habra produces 10 percent of its water from the local ground water basin. Currently there are three water quality issues associated with the local ground water basin which are all secondary standards. The first problem is Total Dissolved Solids that | Drill a 1400 feet deep 2500 GPM ground water well. Install sodium hexametaphoshate iron/manganese sequestering or a filter removal system. Install an air stripper for ammonia and hydrogen sulfide removal. Install 5000 feet of 24 diameter supply pipeline | 4500000 | 2008-01-01 | 8 | Santa Ana District | La Habra Well #3 and Booster Station
3010018 | 004 | CITY OF LA HABRA | O | 0 | C | 61454 | The City is currently experiencing a high frequency of water main breaks (81 breaks in 2008 alone). The breaks are attributed to corrosion and the age of water mains, most of which were built in the 1950s and 1960s. The water main breaks have caused num | The project will be in the south eastern section of the City of La Habra and will consist of the replacement of approximately 17,000 feet of 4 inch to 8 inch water mains, including the installation of new valves, fire hydrants, water services, improvement | 3300000 | 2010-01-01 | 8 | Santa Ana District | Water Main Replacement Project
3010018 | 005 | CITY OF LA HABRA | O | 0 | C | 61454 | In a study conducted in 2007, high nitrite concentrations and low disinfectant residuals were observed in the City's reservoirs and in areas of the distribution system served by the reservoirs. Nitrification and residual loss in the reservoirs may be caus | The project consists of the installation of 4 SolarBee Reservoir Circulators, to provide complete mixing throughout the reservoirs to reduce stratification, reduce stagnant water conditions, and provide a complete circulation of a full reservoir in less t | 300000 | 2010-01-01 | 8 | Santa Ana District | Installation of Reservoir Mixers at The Puente, Byerrum and Westridge Reservoir Sites
3610012 | 001 | CITY OF CHINO | O | 0 | C | 62000 | The City is experiencing rapid growth and increasing drinking water demands such that additional groundwater supplies are needed in order to mitigate potential water supply shortages. The City has idled, and placed on standby status, two high volume grou | The City is proposing to proceed with this wellhead equipping project to mitigate the impacts to the City's water delivery capability due to the two high volume groundwater wells that have been put on standby. The proposed improvements would include const | 1500000 | 2010-01-01 | 13 | San Bernardino District | Euclid Well Facility (Well #18)
4310009 | 002 | CITY OF PALO ALTO | O | 0 | C | 62000 | Alternate source of water needs to be constructed. | Extend a SCVWD line from Mt. View to Palo Alto along the Foothill Expressway. | 3000000 | 1998-01-01 | 17 | Santa Clara District | Alternate water source
4310009 | 003 | CITY OF PALO ALTO | O | 0 | C | 62000 | Need new well with iron and manganese treatment. | Construct a new well on Middlefield Rd. with treatment for iron and manganese. | 460000 | 1998-01-01 | 17 | Santa Clara District | New well and treatment for iron and manganese
4310009 | 009 | CITY OF PALO ALTO | O | 0 | C | 62000 | This project consists of installing SolarBee(tm) reservoir mixing systems at Monte Bello, Dahl, Park, Boronda, Corte Madera, and Mayfield reservoirs to prevent nitrification pursuant to the City's water-quality monitoring program which supports distributi | The scope of installation of SolarBee reservoir mixing systems (6 mixers in 6 reservoirs, including mixing unit, solar panel assembly, wiring and SCADA capability) to the following City reservoirs:1. Monte Bello (1.5 MG)2. Dahl (1.0 MG)3. Park (1.0 MG)4. | 310000 | 2010-01-01 | 17 | Santa Clara District | Reservoir Water Quality Enhancement
4110006 | 001 | CALIFORNIA WATER SERVICE - BEAR GULCH | O | 0 | C | 66470 | Treatment plant needs to be upgraded to assure maintenance of water quality standards. | treatment plant upgrades-Particle Counter SCADA system connection, and Precursor removal for Total Trihalomethane (THM) control. | 120000 | 1998-01-01 | 17 | Santa Clara District
4110006 | 003 | CALIFORNIA WATER SERVICE - BEAR GULCH | O | 0 | C | 66470 | Basic issue / problem: The district needs to reduce their customer’s water consumption to match the local water supply. Solution: Create water via system wide water conservation programs. The programs (indoor & outdoor) reduce the total water use by 944 | The program has two "full service" elements that encompass a "City Wide Water Conservation Program". Element A: A team of trained plumbers will retrofit 13,176 residential homes / 26,352 bathrooms with one 1.5 gpm shower head, one 1.0 gpf dual flush toi | 12085470 | 2010-01-01 | 17 | Santa Clara District | Bear Gulch City Wide Water Conservation Program
0110008 | 002 | CITY OF PLEASANTON | O | 0 | C | 67876 | Surface water (treated) has higher quality , but due to the locations of turnouts do not allow for distribution of the higher quality water equally throughout the city. | Creat a looped water main system between turnout 5 and the City's existing 16" water main . | 700000 | 1998-01-01 | 4 | San Francisco District
0110008 | 003 | CITY OF PLEASANTON | O | 0 | C | 67876 | Groundwater during the summer; customer complaints increased regarding hardness as well as complaints during other times of the year from dissoultion of CaC03 and colored water from corrosion. | Evaluate design and construct well head water softening facilities. | 15000000 | 1998-01-01 | 4 | San Francisco District
0110008 | 004 | CITY OF PLEASANTON | O | 0 | C | 67876 | Well no.7 is out of service due to groundwater contamination from a nearby gasoline station. | Drill new well and construct all ancillary facilities to replace lost production. | 1200000 | 1998-01-01 | 4 | San Francisco District
0110008 | 005 | CITY OF PLEASANTON | O | 0 | C | 67876 | Premature failure of polybutylene services represent a service reliability problem to customers. | Replace polybutylene water services with polybutylene service pipe. | 24000000 | 1998-01-01 | 4 | San Francisco District
0110008 | 006 | CITY OF PLEASANTON | O | 0 | C | 67876 | Low pressure and limited fire flow in various sections of the distribution system. | Construct various system interties and install valves to improve distribution. | 2100000 | 1998-01-01 | 4 | San Francisco District
5610040 | 001 | CAL AMERICAN WATER CO | O | 0 | C | 67894 | Basic issue / problem: The district needs to reduce their customer’s water consumption to match the local water supply. Solution: Create water via system wide water conservation programs. The programs (indoor & outdoor) reduce the total water use by 2,16 | The program has two "full service" elements that encompass a "District Wide Water” Conservation Program. Element A: A team of trained plumbers will retrofit 23,250 residential homes / 46,500 bathrooms with one 1.5 gpm shower head, one .90 gpf dual flush | 25879500 | 2010-01-01 | 6 | Santa Barbara District | Santa Barbra District Wide Water Conservation Program
3610064 | 006 | EAST VALLEY WATER DISTRICT | O | 0 | C | 68000 | The Southern California drought and the falling water table in the Bunker Hill Basin is requiring the East Valley Water District to lower the pump bowls at some of our locations. | The water table has been dropping over the last several years. The water table at this site has dropped 20 feet in the past year alone. The water table has reached a critical point of 45 feet above the pump bowels. This well may have to be put out of serv | 50000 | 2009-01-01 | 13 | San Bernardino District | Plant 107 (2008)
3110025 | 007 | PLACER CWA - FOOTHILL | O | 0 | C | 72584 | Water security improvements needed. | This project includes fencing and security improvements at several key water system facility sites. These sites include the Foothill Water Treatment Plant, the Sunset Water Treatment Plant, the Whitney Raw Water Reservoir, the Rocklin Road 1.0 MG Water S | 250000 | 2009-01-01 | 2 | Lassen District | Placer County Water Agency 2009 Water System Security Improvements
3110025 | 008 | PLACER CWA - FOOTHILL | O | 0 | C | 72584 | The Ophir Water Treatment Plant (WTP) facility would have a treatment capacity of 30 million gallons per day. The project site would be located on the northwest side of Ophir Road, southwest of the City of Auburn, in Placer County, California. The Ophir | The Ophir Water Treatment Plant (WTP) facility would have a treatment capacity of 30 million gallons per day. The project site would be located on the northwest side of Ophir Road, southwest of the City of Auburn, in Placer County, California. The Ophir | 80000000 | 2010-01-01 | 2 | Lassen District | Ophir Water Treatment Plant
3110025 | 009 | PLACER CWA - FOOTHILL | O | 0 | C | 72584 | Foothill Raw Water Supply ProjectPCWA is proposing to construct a 14,700-foot-long 45, 39, and 33 inch raw water supply pipeline, 100,000 gallon hydraulic control standpipe and 500 foot-long, 36-inch overflow pipe, and a new outlet pipeline that could dis | PCWA is proposing to construct a 14,700-foot-long 45, 39, and 33 inch raw water supply pipeline, 100,000 gallon hydraulic control standpipe and 500 foot-long, 36-inch overflow pipe, and a new outlet pipeline that could discharge up to 17 cfs of water from | 40000000 | 2010-01-01 | 2 | Lassen District | Foothill Raw Water Supply Pipeline
3610050 | 001 | CITY OF UPLAND | O | 0 | C | 73300 | The City of Upland has three contaminated wells that can feed into it's Ion Exchange treatment plant at a total of 2600 gallons per minute. Unfortunately the booster pumps can only pump 1600 gallons per minute out of the plant leaving 1.5 million gallons | The subject location treats groundwater through a fixed bed anion exchange (IX) treatment system followed by passive air stripping system (PASS). Both the IX and PASS systems were constructed in 2008 with local grants. The primary pollutants to be remov | 2000000 | 2010-01-01 | 13 | San Bernardino District | 9th Street IX Plant Booster Project
4110022 | 005 | CITY OF REDWOOD CITY | O | 0 | C | 75402 | The City of Redwood City is 100% dependent on the San Francisco Public Utility Commission for all of its drinking water supply. The City receives a water supply assurance in the amount of 12,243 acre feet per year. For the last ten years, the City has u | The City has already installed the infrastructure needed for automatic meter reading. This includes three Tower Gateway Base Stations (TGBs), servers, and miscellaneous hardware. The project would therefore only include the installation of new water met | 6510000 | 2010-01-01 | 17 | Santa Clara District | Automatic Meter Reading Equipment Installation
4310007 | 004 | CITY OF MOUNTAIN VIEW | O | 0 | C | 76000 | Demolition of storage reservoir. | Demolition and removal of pump station and reservoir. | 60000 | 1998-01-01 | 17 | Santa Clara District
4310007 | 005 | CITY OF MOUNTAIN VIEW | O | 0 | C | 76000 | Demolition of Bryant Elevated water tank. | Removal of Bryant tank with system modifications. | 150000 | 1999-01-01 | 17 | Santa Clara District
4310007 | 009 | CITY OF MOUNTAIN VIEW | O | 0 | C | 76000 | The City's telemetry system is obsolete and inaccurate. | Design and construct a replacement telemetry system. | 1200000 | 1998-01-01 | 17 | Santa Clara District
4310007 | 010 | CITY OF MOUNTAIN VIEW | O | 0 | C | 76000 | Certain smaller system components in the City's water system need to be replaced. | Replace these smaller water system components and make minor unscheduled improvements. | 458000 | 1998-01-01 | 17 | Santa Clara District
4310007 | 012 | CITY OF MOUNTAIN VIEW | O | 0 | C | 76000 | The City's urban water plan needs to be updated. | Update urban water plan. | 45070 | 1998-01-01 | 17 | Santa Clara District
4310007 | 016 | CITY OF MOUNTAIN VIEW | O | 0 | C | 76000 | The City's existing control systems at the SFWD turnouts need to be replaced. | Design and construct upgraded system controls at three turnouts. | 130000 | 1998-01-01 | 17 | Santa Clara District
4310007 | 017 | CITY OF MOUNTAIN VIEW | O | 0 | C | 76000 | The City of Mountain View has approximately 17,700 water meters. The City’s existing meters were installed in the early 1990s, indicating that City metering of water consumption is likely understated. The optimal operating life of a water meter is 15 ye | The City is requesting funding to replace its aging meter inventory. New meters will be installed with remote reading technology, providing the ability to quickly identify leaks and excessive water use, ultimately improving conservation and reducing the | 5421000 | 2010-01-01 | 17 | Santa Clara District | City of Mountain View - Water Meter Replacement
3010037 | 002 | YORBA LINDA WATER DISTRICT | O | 0 | C | 77513 | Presently the Well No. 15 water source exceeds the 10 parts per billion (ppb) arsenic primary drinking water standards. Currently, the 2-year average arsenic level of Well No. 15 is at approximately 16.42 ppb and marginally exceeds the 50 ppb secondary (a | The least expensive method of correction for these chemical contaminants is adsorption by Iron-based adsoption media contactors-granular Ferric Hydroxide (GFH). This project would require piping modification, building enclosure, monitoring equipment, elec | 760000 | 2008-07-01 | 8 | Santa Ana District | YLWD Well No. 15 Removal of Arsenic and Manganese
3010037 | 005 | YORBA LINDA WATER DISTRICT | O | 0 | C | 77513 | A new water supply well is needed to replace failing well capacity due to aging wells and a falling level in the aquifer. Will supply additional local supply at a time when cuts in imported water are expected. | A new water supply well will be drilled, approximately 700 to 800 feet deep, on property currently owned by Yorba Linda Water District. On the same site, the District operates existing Well #11, which was drilled in 1934 and has been refurbished several | 900000 | 2010-01-01 | 8 | Santa Ana District | Yorba Linda Water District Well #20 Project
2810003 | 001 | NAPA, CITY OF | O | 0 | C | 79959 | Lake Hennessey intake tower valves are old and in poor condition. One valve is broken open. | Rehabilitate or replace intake tower. | 700000 | 1998-01-01 | 3 | Mendocino District | Intake improvements (1997)
2810003 | 005 | NAPA, CITY OF | O | 0 | C | 79959 | Security Project | Since completing the Vulnerability Assessment in 2003, the City of Napa has implemented a number of security improvements within the water distribution system and at the treatment plants including security cameras, fencing, lighting improvements, and acce | 900000 | 2008-01-01 | 3 | Mendocino District | Napa Water System Security Improvements
2810003 | 006 | NAPA, CITY OF | O | 0 | C | 79959 | BackgroundThe Jamieson Canyon Water Treatment Plant (JCWTP) has been unable to meet the Stage 1 Disinfectants/Disinfection Byproduct Rule (D/DBPR.) The source water for the JCWTP is North Bay Aqueduct water that is subject to episodes of high concentrat | The Jamieson Canyon Water Treatment Plant (JCWTP) serves 6 water systems in Napa County including the City of Napa, American Canyon, Yountville, St Helena, Calistoga and the Congress Valley Water District. The JCWTP is a critical facility to supply water | 7400000 | 2008-01-01 | 3 | Mendocino District | Jamieson Canyon Water Treatment Plant Ozone Project
2810003 | 012 | NAPA, CITY OF | O | 0 | C | 79959 | The City of Napa currently treats State Water Project water via the North Bay Aqueduct. The water frequently brings episodes of highly turbid water loaded with organic carbon. As a result, the Jamieson Canyon Water Tretment Plant is forced to increase c | The project includes purchase and installation of filter belt presses for fast and efficient dewatering of sludge material from the sedimentation basins and filter backwash operations. Consolidation of the sludge material will reduce the water content of | 1500000 | 2010-01-01 | 3 | Mendocino District | Sludge handling equipment for Jamieson Canyon Water Treatment Plant
3610037 | 006 | REDLANDS CITY MUD-WATER DIV | O | 0 | C | 80000 | Source capacity is diminished by groundwater contamination | Design and construct new wells to replace source capacity | 5000000 | 2005-01-01 | 13 | San Bernardino District | Replace wells
3710005 | 001 | CARLSBAD MWD | O | 0 | C | 80800 | CMWD is experiencing failures of various equipment at this pump station. These failures have a potential for interruption of water supply to CMWD customers. During outages of the aqueducts supplying CMWD, this storage facility is the only water supply f | The upgrades/replacements that will be performed as part of this project will replace failing components of the pump station. These components include switchgear, VFDs, soft starters, controls, relay, and contactors. Replacement of these facilities will | 400000 | 2010-01-01 | 14 | San Diego District | Maerkle Pump Station Upgrade
3010003 | 003 | CITY OF BUENA PARK | O | 0 | C | 82450 | The City of Buena Park has an aging water supply system. The City has a program aimed at the replacement of existing asbestos cement pipe (ACP) installed in the 1960's. Most of this pipe is over 45 years old and the City intends to eventually replace al | The City intends to abandon in place the existing ACP water line, replacing it with new ductile iron pipe, increasing the size to meet today's demand and pressure requirements, as required by code. This project includes the installation of 1500 LF of 12" | 830000 | 2010-01-01 | 8 | Santa Ana District | Eighth Avenue Water Line Replacement of Aging Asbestos Cement Pipe
4210004 | 009 | GOLETA WATER DISRICT | O | 0 | C | 84000 | Improve Goleta West Conduit line. | Repair damaged line and construct rip rap protection near creeks. | 500000 | 1998-01-01 | 6 | Santa Barbara District | Repair damaged line (1997)
5610023 | 001 | VENTURA WWD NO. 8 - SIMI VALLEY | O | 0 | C | 86000 | The City of Simi Valley, Ventura County Waterworks District No. 8 (District) operates the Knolls Pressure Zone (Zone) to supply water to the Santa Susana Knolls area.Water facilities for the Zone include the Alta Vista Tank No. 1, which is deficient in st | The project consists of the construction of a steel water storage tank, with a capacity of 126,000 gallons and a high-water elevation of 1404 feet, to be located adjacent to the existing Alta Vista Tank No. 1 that has the same capacity and high-water elev | 300000 | 2010-01-01 | 6 | Santa Barbara District | Replacement of Alta Vista Tank No. 2
5610023 | 002 | VENTURA WWD NO. 8 - SIMI VALLEY | O | 0 | C | 86000 | The City of Simi Valley, Ventura County Waterworks District No. 8 (District) operates two existing groundwater production wells to supply to its Tapo Canyon Water Treatment Plant to provide potable water for its customers in the City of Simi Valley. One | The project consists of installing a new, fully equipped groundwater production well in Tapo Canyon in an area that is not subject to surface influence or other potentially contaminating activities. Well collector pipeline will be installed to convey the | 1200000 | 2010-01-01 | 6 | Santa Barbara District | Tapo Canyon Production Well
3010064 | 012 | CITY OF WESTMINSTER | O | 0 | C | 93027 | Other system defects. Replace inoperable fire hydrants in the water system to aid in the water quality flushing program. | Purchase 730 fire hydrants over a five year period to replace inoperable fire hydrants in the water system. | 511000 | 1998-01-01 | 8 | Santa Ana District
3010064 | 015 | CITY OF WESTMINSTER | O | 0 | C | 93027 | Existing water system is deficient to meet the current water demand in several areas. The existing insufficient 4-inch waterlines need to be upgraded to 6 or 8 inches to provide sufficient current water supply demand. | Abandon existing 4 inches waterline in several areas and replace with new 6 to 8 inches waterline. The total length is approximately 2,800 linear feet. This project will also include replacing existing water valves and service laterals to residents and | 600000 | 2010-01-01 | 8 | Santa Ana District | Upgrade Existing Deficient 4-inch Waterlines
3710001 | 005 | CALIFORNIA-AMERICAN WATER CO | O | 0 | C | 96000 | Basic issue / problem: The district needs to reduce their customer’s water consumption to match the local water supply. Solution: Create water via system wide water conservation programs. The programs (indoor & outdoor) reduce the total water use by 1,90 | The program has two "full service" elements that encompass a "City Wide Water” Conservation Program. Element A: A team of trained plumbers will retrofit 23,250 residential homes / 46,500 bathrooms with one 1.5 gpm shower head, one .90 gpf dual flush toi | 25879500 | 2010-01-01 | 14 | San Diego District | San Diego District Wide Water Conservation Program
4810008 | 001 | CITY OF VACAVILLE | O | 0 | C | 96735 | The City of Vacaville constructed the Butcher Reservoirs 1 & 2 in 1970 and 1979 respectively. The reservoirs are located between I-80 and Lagoon Valley Park and sited side by side. Reservoir 2 (4 MG capacity) is 11.5 ft deeper than Reservoir 1 (2 MG cap | The purpose of this project is to enhance water circulation in the reservoirs, and improve the water quality in the Butcher Reservoirs. This will ensure that all current and future water quality requirements are met.The project includes a new partially b | 3200000 | 2010-01-01 | 4 | San Francisco District | Butcher Reservoir Control Valve Vault Improvements
4810003 | 002 | CITY OF FAIRFIELD | O | 0 | C | 100147 | As part of its water system planning in the 1980’s, the City of Fairfield, California, identified the existing single 36-inch pipeline crossing of Suisun Valley from the central city to its Cordelia area as a fundamental weakness of the water system. Fai | The ambitious East-West Water Transmission Pipeline (Project) was developed to address both of the previously described service and supply problems. The Project was originally planned in two large, distinct portions, including about 2.5 miles of 30-inch | 2400000 | 2010-01-01 | 4 | San Francisco District | East-West Water Transmission Pipeline, Easterly Segment 3
3710037 | 001 | PADRE DAM MWD | O | 0 | C | 100509 | System deficiencies and upgrades of water system including pump stations, reservoirs, distribution and transmission lines, future water sources. | Miscellaneous projects to remedy deficiencies as listed on the attached CIP plan. | 7896800 | 1998-01-01 | 14 | San Diego District | CIP upgrades (1997)
3710037 | 002 | PADRE DAM MWD | O | 0 | C | 100509 | System deficiencies and upgrades of water system including pump stations, reservoirs, distribution and transmission lines, future water sources. | Miscellaneous projects to remedy deficiencies as listed on the attached CIP plan. | 12241500 | 1999-01-01 | 14 | San Diego District | CIP Upgrades (1997)
3710037 | 003 | PADRE DAM MWD | O | 0 | C | 100509 | System deficiencies and upgrades of water system including pump stations, reservoirs, distribution and transmission lines, future water sources. | Miscellaneous projects to remedy deficiencies as listed on the attached CIP plan. | 21777700 | 2000-01-01 | 14 | San Diego District | CIP Upgrades (1997)
3710037 | 004 | PADRE DAM MWD | O | 0 | C | 100509 | System deficiencies and upgrades of water system including pump stations, reservoirs, distribution and transmission lines, future water sources. | Miscellaneous projects to remedy deficiencies as listed on the attached CIP plan. | 14932700 | 2001-01-01 | 14 | San Diego District | CIP Upgrades (1997)
3710037 | 005 | PADRE DAM MWD | O | 0 | C | 100509 | System deficiencies and upgrades of water system including pump stations, reservoirs, distribution and transmission lines, future water sources. | Miscellaneous projects to remedy deficiencies as listed on the attached CIP plan. | 15971700 | 2002-01-01 | 14 | San Diego District | CIP Upgrades (1997)
3710037 | 006 | PADRE DAM MWD | O | 0 | C | 100509 | System deficiencies and upgrades of water system including pump stations, reservoirs, distribution and transmission lines, future water sources. | Miscellaneous projects to remedy deficiencies as listed on the attached CIP plan. | 14337940 | 1998-01-01 | 14 | San Diego District | CIP Upgrades (1997)
3710037 | 007 | PADRE DAM MWD | O | 0 | C | 100509 | Security Project | Padre Dam Municipal Water District of Santee, CA requests consideration for funding under Proposition 50: Water Security, Clean Water, Coastal and Beach Protection Act of 2002 (Water Code Section 79500 et seq.), Chapter 3 – Water Security. Padre Dam MWD i | 750000 | 2008-07-01 | 14 | San Diego District | Security for Water Storage and Pumping Facilities
3710037 | 008 | PADRE DAM MWD | O | 0 | C | 100509 | The purpose of this project is to replace two of Padre Dam's 10 turnouts, meter/flow control connections within the District's service area. The two turnouts that will be replaced are old and dilapidated with outdated instrumentations and controls. This | The District’s wholesale facilities receive water from SDCWA from two sources: SDCWA Connection No. 4 located at the west end of the WSA on Mission Gorge Road and Connection No. 6 located at the west of the ESA in the southeast corner of Lakeside Water Di | 1100000 | 2010-01-01 | 14 | San Diego District | Santee Turnouts Upgrade Project
3710037 | 012 | PADRE DAM MWD | O | 0 | C | 100509 | The primary purpose of water meters is to ensure that water customers are charged for water service according to the amount of water actually consumed by them. Metering water use is a water conservation Best Management Practice, as defined by the Californ | The AMR technology can minimize recording errors, minimizing the need for the District to go on the private property of residents, reduce travel costs and liabilities, and provide opportunities for monthly billing.Other options that are available include | 7000000 | 2010-01-01 | 14 | San Diego District | Automated Meter Replacement Program
3710037 | 013 | PADRE DAM MWD | O | 0 | C | 100509 | During the devastating Cedar Fire in 2003, the District's Customer Service Center (CSC) was used as the emergency operations center (EOC). Subsequent to large, local wildfires in 2007, it was determined that a more reliable power supply was needed for th | Following the devastating Cedar Fire in 2003, the District's CSC was used as an EOC. The scope of this project includes the installation of an emergency generator for the CSC and appropriate instrumentation and controls. | 250000 | 2010-01-01 | 14 | San Diego District | Customer Service Center - Emergency Generator
4110013 | 001 | CITY OF DALY CITY | O | 0 | C | 103000 | Undersized main, inadequate reservoir capacity. | Install new main, pump station and reservoir. | 7000000 | 2003-01-01 | 17 | Santa Clara District | New main, pump, and reservoir
1910102 | 010 | PALMDALE WATER DIST. | O | 0 | C | 105234 | Area of substandard flows due to not fully being integrated into the District's water distribution system. (see Executive Summary of 1996 Water Master Plan.) | Construct piping and valving necessary to tie area into 3000' water system. Project involves: Design to solve problem and Construction | 100000 | 1998-01-01 | 7 | Hollywood District | Piping and valving to provide improved flow
4310012 | 001 | CITY OF SANTA CLARA | O | 0 | C | 105831 | The well heads and related equipment need to be rebuilt. | Demolish and reconstruct 11 well heads. | 1275000 | 1998-01-01 | 17 | Santa Clara District
5610017 | 002 | VENTURA WATER DEPARTMENT | O | 0 | C | 107490 | Needs backup source and expand treatment plant capacity to meet water demand reliabily. | Expand existing plant from 4 MGD to 8 MGD and drill/install new well. | 4000000 | 1998-01-01 | 6 | Santa Barbara District
5610017 | 003 | VENTURA WATER DEPARTMENT | O | 0 | C | 107490 | Needs to improve source capacity. | Drill new well in Mound Basin and treat at Bailey Plant. | 1400000 | 1998-01-01 | 6 | Santa Barbara District
5610017 | 004 | VENTURA WATER DEPARTMENT | O | 0 | C | 107490 | Needs to improve the distribution system for storage deficit. | Build new 2.1 MG reservoir in 260 Zone | 4800000 | 1998-01-01 | 6 | Santa Barbara District
5610017 | 005 | VENTURA WATER DEPARTMENT | O | 0 | C | 107490 | Needs to upgrade storage and distribution. | Construct two 2 MG reservoirs and new pipeline. | 6500000 | 1998-01-01 | 6 | Santa Barbara District
5610017 | 006 | VENTURA WATER DEPARTMENT | O | 0 | C | 107490 | Needs to improve storage capacity to meet storage deficit. | Design and build 1.0 MG reservoir | 2000000 | 1998-01-01 | 6 | Santa Barbara District
5610017 | 007 | VENTURA WATER DEPARTMENT | O | 0 | C | 107490 | Needs to improve the distributrion system storage demand. | Build 1600 LF of 14 inch pipeline and a 0.90 MG reservoir. | 1600000 | 1999-01-01 | 6 | Santa Barbara District
5610017 | 008 | VENTURA WATER DEPARTMENT | O | 0 | C | 107490 | Needs to improve distribution system. | Construct transmission main from 210 zone to 430 zone. | 3200000 | 1999-01-01 | 6 | Santa Barbara District
5610017 | 009 | VENTURA WATER DEPARTMENT | O | 0 | C | 107490 | Disinfectant being changed from free chlorine to chloramines in 2002. City has 13 zones with varying detention times at different rates. Some tanks have common inlet/outlets and may be prone to nitrification | Design and construct improvements to remove 5 common inlet and outlet tanks or other means to increase mixing in tanks. Purchase 2 potable chlorine disinfection trailers for emergency response. | 507000 | 2003-01-01 | 6 | Santa Barbara District
1910179 | 001 | BURBANK-CITY, WATER DEPT. | O | 0 | C | 108029 | Reservoir #1 is 6.9 MG concrete reservoir with wood roof, constructed in 1928. The reservoir does not meet current structural codes, and the single inlet/outlet does not allow for thorough mixing to prevent nitrification episodes. | Demolish existing structure and reconstruct reservoir with the same capacity, meeting current codes and standards. | 9000000 | 2009-01-01 | 7 | Hollywood District | Replacement of resrvoir #1
3010004 | 037 | MESA CONSOLIDATED WD | O | 0 | C | 108724 | The District is unable to consistently meet the secondary MCL for color (15 CU) at Wells 7 and 8. | The District is proposing to install wellhead treatment to reduce the level of color in the wells. | 3200000 | 2005-01-01 | 8 | Santa Ana District | Wellhead Color Treatment at Wells 7 and 8
3010004 | 038 | MESA CONSOLIDATED WD | O | 0 | C | 108724 | The Colored Water Treatment Facility (CWTF) is designed to filll the area's water needs by providing water, an essential resource, to various cities in Orange County. This will allow Mesa and other local agencies to be less dependent on purchasing water | The CWTF technology replacement/expansion project consists of design and construction of a 6,000 gpm (8.64 mgd) membrane or conventional coagulation/sedimentation/filtration treatment plant and installation of an additional high lift pump on the site of t | 8450000 | 2010-01-01 | 8 | Santa Ana District | Colored Water Treatment Facility Technology Replacement and Expansion
3010022 | 006 | GOLDEN STATE WC - WEST ORANGE | O | 0 | C | 108995 | Currently, there are two old well at the Clair Well site that are beyond their useful life and do not provide sufficient water supply for current demands. The new Clair Well is needed to replace the two old wells. | The project is the equipping of a new domestic water well for Golden State Water Company. Project scope includes installation of 1000 gpm submersible pump, motors, electrical panels and equipment, chlorination facilities, and water quality testing. The | 2373135 | 2010-01-01 | 8 | Santa Ana District | GSWC-West Orange County System-Clair Well Equipping
1910017 | 002 | SANTA CLARITA WATER DIVISION F | O | 0 | C | 111000 | During periods of reduced rainfall, groundwater well levels within the eastern portion of our service area drop precipitously. This forces us to abandon well pumping in those wells until rain returns and the groundwater levels rise. The loss of this gro | The proposed project will develop a new, municipal groundwater well in the City of Santa Clarita. The proposed project involves three phases: (1) well drilling and construction, (2) pump development and testing operations and (3) construction of the well | 400000 | 2009-01-01 | 22 | Angeles District | New Well Development to Improve Source Capacity
2710010 | 004 | CWSC SALINAS | O | 0 | C | 114840 | CWSC intends to reduce the district total water consuption to match the long term water supply. | The program has two elements. a. Indoor: CWSC will replace / retrofit 19,000 bathrooms (toilets & shower heads) and the estimated water savings is 1,171 acre feet per year. b. Outdoor: CWSC will replace 6,113 ET controllers and the estimated water savings | 18243540 | 2010-01-01 | 5 | Monterey District | Salinas City Wide Water Conservation Program
2710004 | 001 | CAL AM WATER COMPANY - MONTEREY | O | 0 | C | 122492 | Basic issue / problem: The district needs to reduce their customer’s water consumption to match the local water supply. Solution: Create water via system wide water conservation programs. The programs (indoor & outdoor) reduce the total water use by 2,94 | The program has two "full service" elements that encompass a "District Wide Water” Conservation Program. Element A: A team of trained plumbers will retrofit 36,000 residential homes / 72,000 bathrooms with one 1.5 gpm shower head, one .90 gpf dual flush | 35136000 | 2010-01-01 | 5 | Monterey District | Monterey District Wide Water Conservation Progam.
4810007 | 003 | CITY OF VALLEJO | O | 0 | C | 125000 | The project aims to improve water circulation (age) concerns, water quality, fire protection, and to replace severely corroded and leaking distribution water mains in the City of Vallejo. It intends to prevent possible contamination of potable water in t | Replacement and upsizing of approximately 3800 feet of Tennessee Street Pump Station suction and discharge line from 12" to 18" addresses the suction headloss problems of Tennessee Street Pump Station;Replacement of 1500 feet of 20" transmission main alon | 3000000 | 2010-01-01 | 4 | San Francisco District | FY2009-2010 Watermains Capital Improvements
4310014 | 001 | CITY OF SUNNYVALE | O | 0 | C | 133751 | This project will refurbish two Wright Avenue water storage tanks, inside and out, in accordance with a complete structural and coating evaluation done in 2004 that found the tanks to be in poor condition. The Wright Avenue tanks hold 10 million gallons o | This project will refurbish two water storage tanks. This work entails exterior and interior coating and a seismic retrofit. | 3763000 | 2010-01-01 | 17 | Santa Clara District | Refurbishment of Water Tanks at Wright Ave
3310038 | 003 | RANCHO CALIFORNIA WATER DISTRICT | O | 0 | C | 133859 | RCWD's water deliveries are based on manual reading of traditional water meters recovering extensive staff time. Issues associated with manual water meters include staff costs, loss of revenue associated with aging meters, slow detection of leaks and wate | RCWD’s Automatic Meter Reading (AMR) Project will convert the water district from traditional meters to automatic meter reading. AMR is the technology of automatically collecting data from water meter devices and transferring that data to a central datab | 18057271 | 2010-01-01 | 20 | Riverside District | Automatic Meter Reading Project
3010027 | 002 | CITY OF ORANGE | O | 0 | C | 138640 | The City of Orange Water System Master Plan, which was completed in 02/2007, indicated the need for a new water well in pressure zone 370 to mitigate the deficient supply in the near future. Besides the addition of a new well will enable the Water Divisi | Tentatively, the new well (Well 27) is proposed in the northwest quadrant of the City (within pressure zone 370. Well 27 will have a minimum capacity of 2,500 gpm and is scheduled to begin construction in spring 2008. According to the City of Orange Wat | 1700000 | 2012-01-01 | 8 | Santa Ana District | Water Well No. 27
3010027 | 003 | CITY OF ORANGE | O | 0 | C | 138640 | The City of Orange Water System Master Plan, which was completed in 02/2007, indicated the need for a minimum of two new reservoirs by the year of 2030 to meet the future demand and more importantly is to mitigate shortages during emergency. The first re | The new Res 3A is proposed to be constructed next to one of the City of Orange existing reservoir (Res 3) mainly because there is enough room at this particular site. Res 3A, upon completion will help to alleviate the demand shortage during emergency by | 1350000 | 2015-01-01 | 8 | Santa Ana District | Reservoir 3A
3010027 | 007 | CITY OF ORANGE | O | 0 | C | 138640 | Currently, the water pumping into Reservoir 6 to serve the northeast area of the City is transported via a 16 in. watermain. This main, however, is reduced to 12 in. as it goes under the Cannon Street Bridge due to the limited space of the bridge deck. | Hydraulic analysis of the water system recommend that a 16 in. watermain to be installed in parallel to the existing 12 in. and that both to remain in services after installation of the 16 in. watermain. In addition to eliminate the bottle neck effect in | 450000 | 2009-01-01 | 8 | Santa Ana District | Watermain Installation Under Cannon Street Bridge
3010027 | 008 | CITY OF ORANGE | O | 0 | C | 138640 | The existing Marywood Pump Station was built in 1964 and is located on the south side of Villareal Drive East of Santiago Bl., West of Ridge Park Lane and is currently in use to pump water from pressure zone 2 (Res. 2) to pressure zone 3 (Res. 3). This p | The City of Orange Water Division has hired a consultant to conduct a feasibility study to determine the most cost effective option of replacing the existing Marywood Pump Station. Construction of the station is tentatively set for 2009-2010 and will inc | 450000 | 2009-01-01 | 8 | Santa Ana District | Marywood Pump Station Relocation
3010027 | 009 | CITY OF ORANGE | O | 0 | C | 138640 | The City of Orange Water System Master Plan, which was completed in 02/2007, indicated the need to install approximately 1 – 2 mile of new watermain annually to replace existing watermain within the system. Additional analysis performed by the City’s Wat | The City of Orange Water Division had identified watermains in five areas that need to be replaced to address the concerns listed above. The total length of watermain in the five indentified areas is approximately 23,000 linear feet. For the year of 20 | 1100000 | 2009-01-01 | 8 | Santa Ana District | Annual Watermain Replacement
3010027 | 010 | CITY OF ORANGE | O | 0 | C | 138640 | Pressure zone 370 which comprised of all the west side of the City is the earliest developed area in the City and therefore, equipped with older water infrastructures, such as production wells, reservoirs, main lines, pump stations, etc. The City of Orang | Currently, Well 28 is in the study and planning phase to determine the best suitable site. The well’s capacity; however, has been decided to be of 3,000 gpm and is scheduled to begin construction in 2013. According to the City of Orange Water System Mas | 2000000 | 2009-01-01 | 8 | Santa Ana District | Water Well No. 28
1910033 | 003 | CALIFORNIA WATER SERVICE CO. - DOMINGUEZ | O | 0 | C | 143664 | Basic issue / problem: The district needs to reduce their customer’s water consumption to match the local water supply. Solution: Create water via system wide water conservation programs. The programs (indoor & outdoor) reduce the total water use by 4,77 | The program has two "full service" elements that encompass a "City Wide Water” Conservation Program. Element A: A team of trained plumbers will retrofit 66,750 residential homes / 133,500 bathrooms with one 1.5 gpm shower head, one .90 gpf dual flush to | 64687500 | 2010-01-01 | 22 | Angeles District | Rancho Dominguez City Wide Water Conservation Program
1910070 | 025 | LOS ANGELES CO WW DIST 4 & 34-LANCASTER | O | 0 | C | 144215 | Arsenic is the primary contaminant to be addressed by the project. Arsenic in drinking water has been shown to impact human health and is considered one of the prominent environmental causes of cancer in the world. The Safe Drinking Water Act Amendment | This project is for the removal of arsenic from the groundwater pumped from Well No. 4-44 to ensure compliance with the new arsenic standard. To accomplish this goal, the District proposes using one of the commercially available ion exchange systems for | 1000000 | 2008-01-01 | 16 | Central District | Arsenic Treatment in Well 4-44
0110006 | 024 | CITY OF HAYWARD | O | 0 | C | 146398 | Provide an emergency water supply in case of cut-off from Hetch-Hetchy water system. | Construct emergency water supply groundwater well. | 1450000 | 2002-01-01 | 4 | San Francisco District | Emergency water supply wells (2001)
0110006 | 025 | CITY OF HAYWARD | O | 0 | C | 146398 | Inadequate water supply. | Construct Booster Station off the 42 inch aqueduct. | 7550000 | 2002-01-01 | 4 | San Francisco District | Booster station on aquaduct (2001)
0110006 | 026 | CITY OF HAYWARD | O | 0 | C | 146398 | Retrofit reservoir against earthquakes | Make various structural and piping modifications to Harden Reservoir. | 1000000 | 2002-01-01 | 4 | San Francisco District | Reservoir retrofit (seismic) (2001)
0110006 | 031 | CITY OF HAYWARD | O | 0 | C | 146398 | Water reservoir has many paint blisters, exposing the underlying steel to corrosion. | Project to recoat the interior and exterior of the south Walpert tank | 500000 | 2002-01-01 | 4 | San Francisco District | Reservoir Rehabilitation (2001)
0110006 | 032 | CITY OF HAYWARD | O | 0 | C | 146398 | Freshen stored water containing chloramine disinfectant. | Modify piping at four reservoirs, eliminating the single inlet and sewer line arrangement. | 1300000 | 2002-01-01 | 4 | San Francisco District | Reservoir modification for D/DBP compliance (2001)
0110006 | 034 | CITY OF HAYWARD | O | 0 | C | 146398 | Undersized water main. | Replace with larger main. | 1600000 | 2004-01-01 | 4 | San Francisco District | Rehabilitate distribution system (2001)
0110006 | 035 | CITY OF HAYWARD | O | 0 | C | 146398 | 65 year old water mains - hydraulic capacity. Inadequate | Replace mains. | 3000000 | 2003-01-01 | 4 | San Francisco District | Distribution system rehabilitation (2001)
0110006 | 037 | CITY OF HAYWARD | O | 0 | C | 146398 | Inadequate hydraulic capacity | Replace 16 inch pipeline with 30 inch pipeline. | 1181000 | 2004-01-01 | 4 | San Francisco District | Replace transmission line (2001)
0110006 | 038 | CITY OF HAYWARD | O | 0 | C | 146398 | Water system needs retrofitting where water mains cross the Hayward fault line. | Replace water mains and install special fittings. | 1137000 | 2003-01-01 | 4 | San Francisco District | Distribution system rehabilitation (seismic) (2001)
0110006 | 039 | CITY OF HAYWARD | O | 0 | C | 146398 | Inadequate water supply to meet the needs of a growing population. | Design and construct a new booster pump station off the 42" aqueduct. | 7550000 | 2003-01-01 | 4 | San Francisco District | New Booster Pump Station
0110006 | 040 | CITY OF HAYWARD | O | 0 | C | 146398 | Insufficient emergency water storage in the 250 elevation zone. | Design and construct a 4.9 million gallon reservoir in the 250 elevation zone. | 7165000 | 2005-01-01 | 4 | San Francisco District | 4.9 Million Gallon Reservoir
0110006 | 047 | CITY OF HAYWARD | O | 0 | C | 146398 | existing water line impacted by CalTrans construction | Replace approximately 700 feet of 12-inch water lines at the Calaroga Avenue Overcrossing | 140000 | 2004-01-01 | 4 | San Francisco District | Replace Calaroga Ave overcrossing (2004)
0110006 | 049 | CITY OF HAYWARD | O | 0 | C | 146398 | Inter agency water availability with adjacent water districts | Make required additions to the planned Hesperian Booster Pump Station | 625000 | 2004-01-01 | 4 | San Francisco District | Intertie improvements (2004)
3310037 | 005 | CORONA, CITY OF | O | 0 | C | 150253 | The City of Corona, as part of its Wastewater Discharge Permit, has to meet certain discharge levels for TDS and TIN. Currently, the City operates at or near the upper limits of these levels. The City currently operates the Temescal Desalter which desalts | The City of Corona is proposing to evaluate the feasibility of constructing an additional reverse osmosis facility. In order to reduce the TDS / TIN in the City's wastewater discharge, a reverse osmosis treatment facility will be evaluated as a means of r | 240000 | 2010-01-01 | 20 | Riverside District | Groundwater Desalting Feasibility Study
3610041 | 026 | SAN GABRIEL VALLEY WC - FONTANA | O | 0 | C | 153647 | Fontana Water Company's Plant F17 occcupies an approximately 4.15-acre lot just east of the southeast corner of the intersection of San Bernardino and Cherry Avenues about two blocks north of the I-10 Freeeway in the City of Fontana. The plant is a primar | The proposed project will augment the existing 10-vessel perchlorate removal ion exchange system with an additional ten vessels dedicated to nitrate removal. Site grading will include mobilization and demobilization and cleanup. Portions of the site wil | 2000000 | 2009-01-01 | 13 | San Bernardino District | Plant F17 Nitrate Treatment Facility
1910039 | 015 | SAN GABRIEL VALLEY WATER CO.-EL MONTE | O | 0 | C | 161945 | San Gabriel Valley Water Company's (San Gabriel) Plant No. 8 lies within the South El Monte Operable Unit of the USEPA San Gabriel Valley Superfund. Perchlorate at half the DPH established MCL of 6 ppb and 1,4-Dioxane at 0.57 ppb. San Gabriel currently | Construct and operate a 5,000 gpm ion-exchange and advanced oxidaiton with ultra-violet light treatment facility to remove perchlorate and 1,4-Dioxane from Wells 8B,8C, 8D, and 8E at Plant No. 8. The funds requested would cover engineering, equipment, an | 5534700 | 2009-01-01 | 22 | Angeles District | Plant No. 8 Perchlorate & 1,4-Dioxane Treatment Facility
1910126 | 011 | POMONA - CITY, WATER DEPT. | O | 0 | C | 162140 | With the increasing water demand generated by changes in population, Pomona has had to secure additional water supply sources. To meet this need, the City has determined that additional pumping in Six Basins is feasible. It is expected that this project | The project will have the following components: 1. Engineering and Design 2. Land Aquisition (Possible) 3. Well Drilling 4. Equipping of Electrical, Mechanical, Piping, Etc., 5. Well Head Treatment 6. Construction of Housing for Well Head Treatmen | 6700000 | 2010-07-01 | 15 | Metropolitan District | Well 38 Drill & Equipment
1910126 | 012 | POMONA - CITY, WATER DEPT. | O | 0 | C | 162140 | Because of the high nitrate and perchlorate levels from Well 3, Well 7, Well 8 and Well 32, it is necessary to blend MWD water for nitrate and perchlorate treatment. As we move forward with the statewide drought it is expected that MWD supplies will be c | This project will have the following components: 1. Engineering and Design 2. Equipping of Electrical, Mechanical, Piping, Etc., 3. Well Head Treatment 4. Construction of housing for well head treatment and/or equipment 5. Monitoring & SCADA Install | 4531375 | 2010-07-01 | 15 | Metropolitan District | Treatment - Ion Exchange (Pomona Basin Wells)
1910126 | 013 | POMONA - CITY, WATER DEPT. | O | 0 | C | 162140 | With the increasing water demand generated by changes in population, Pomona has had to secure additional water supply sources. To meet this need, the City has determined that additional pumping in the Spadra Basin is feasible. It is expected that this p | The project will have the following components: 1. Engineering and Design 2. Land Aquisition (Possible) 3. Well Drilling 4. Equipping of Electrical, Mechanical, Piping, Etc., 5. Well Head Treatment 6. Construction of Housing for Well Head Treatmen | 6700000 | 2010-07-01 | 15 | Metropolitan District | Spadra Basin Well & Treatment
1910124 | 002 | PASADENA-CITY, WATER DEPT. | O | 0 | C | 168700 | Several Pasadena Water and Power (PWP) groundwater wells are contaminated with perchlorate, a component of solid-rocket fuel. Weekly water samples were taken from January 1998 to Ocotber 2001, while monthly samples have been taken from October 2001 to pre | The proposed project includes installation of an ion exchange perchlorate treatment system (Ion Exchange System), a booster pump station, a chloramination system, and piping at PWP's Sunset Reservoir. The proposed Ion Exchange System will be designed to r | 1149633 | 2010-01-01 | 15 | Metropolitan District | Sunset Well Perchlorate Treatment Facility
3610034 | 001 | ONTARIO, CITY OF | O | 0 | C | 172701 | Security Project | The current City of Ontario Water System Security Vulnerability Assessment (WSSVA) outlines renovations and upgrades that need to be made to all the City’s water facilities to ensure the security of the City’s water system. All well sites, reservoirs, pre | 1200000 | 2007-08-01 | 13 | San Bernardino District | Water Facilities Security Improvements
3610039 | 018 | SAN BERNARDINO CITY | O | 0 | C | 173359 | The existing pumps in this project are located in a buried vault deep in the ground. The facility is about 60 years old based on the needs of the time. Maintenance is costly and difficult. Current confined space regulations make it even more difficult | Existing pump station has a total capacity of 8,800 gpm pumping from a reservoir to a higher pressure zone with a static head differential of 167 ft. The project consists of removal of an existing vault roof slab and replacing it with a new slab designed | 1500000 | 2009-06-01 | 13 | San Bernardino District | Waterman Pump Station Upgrade
3610039 | 019 | SAN BERNARDINO CITY | O | 0 | C | 173359 | The San Bernardino Municipal Water Department has sixty six (66) water pumping facilities in its service area. These pumping stations pump water from lower pressure zones to higher pressure zones, when water demand in the higher zones is more than the so | The Upper to Mountain Pumping Plant is also referred to as Mountain Pump Station and is located on Electric Drive north of Northpark.The combined capacity of this pump station is 1,500 gpm. The Master Plan recommends additional pumping capacity of 2,00 | 1000000 | 2009-09-01 | 13 | San Bernardino District | Additional Capacity for Pump Station pumping from Upper to Mountain Zones
3610039 | 020 | SAN BERNARDINO CITY | O | 0 | C | 173359 | The San Bernardino Municipal Water Department has sixty six (66) water pumping facilities in its service area. These pumping stations pump water from lower pressure zones to higher pressure zones, when water demand in higher zones is more than the source | The Upper to Sycamore Zone Pumping Plant is located on 48th Street in the City of San Bernardino.The combined capacity of this pump station is 6533 gpm. The Master Plan recommends an additional pumping capacity of 1,606 gpm of additional capacity as Pr | 500000 | 2009-12-01 | 13 | San Bernardino District | Additional Capacity for Pump Station pumping from Upper to Sycamore Zones
3610039 | 021 | SAN BERNARDINO CITY | O | 0 | C | 173359 | The existing reservoir capacity in the Terrace Pressure Zone of the City of San Bernardino is 2.4 MG (million gallons). The Water Master Plan of 2007 identifies the need for an additional 3 MG capacity in this pressure zone as Priority 1. Priority 1 is | The Terrace Pressure Zone, also known as 1312 Zone, is located at the south west area of the City of San Bernardino. Construction of a 3 MG reservoir requires finding an appropriate site to accommodate a reservoir of this size. Once an appropriate site | 3250000 | 2009-08-01 | 13 | San Bernardino District | 3 MG Reservoir in Terrace Zone
3610039 | 026 | SAN BERNARDINO CITY | O | 0 | C | 173359 | The San Bernardino Municipal Water Departments Water Master Plan of 2007 has identified certain pipe segments in the water distribution network that are undersized to meet the increasing current and future water demands. The Master Plan recommends that | This project is located in the Upper Pressure Zone (also known as Zone 1415) of the City of San Bernardino. The project is located in California Avenue between 30th Street to 19th Street for a distance of about 4,800 LF. A 6 pipe is located between two | 864000 | 2009-12-01 | 13 | San Bernardino District | Replacement of 6 Pipe with 12 on California Avenue
3610039 | 028 | SAN BERNARDINO CITY | O | 0 | C | 173359 | The San Bernardino Municipal Water Departments Water Master Plan of 2007 has identified certain pipe segments in the water distribution network that are undersized to meet the increasing current and future water demands. The Master Plan recommends that | This project is located in the Upper Pressure Zone (also known as Zone 1415) of the City of San Bernardino. The project is located in 16th Street between Medical Center Drive and Massachusetts Avenue for a distance of 4,200 LF. A 6 pipe is located betw | 756000 | 2009-10-01 | 13 | San Bernardino District | Replacement of 6 pipe with 12 on 16th Street
3610039 | 030 | SAN BERNARDINO CITY | O | 0 | C | 173359 | The San Bernardino Municipal Water Departments Water Master Plan of 2007 has identified certain pipe segments in the water distribution network that are undersized to meet the increasing current and future water demands. The Master Plan recommends that | This project is located in the Mountain Pressure Zone (also known as 1633 Pressure Zone) of the City of San Bernardino. The project is located in Sierra Way between 40th Street and Sepulveda Street, for a distance of 2,700 LF. The existing 6 pipe is b | 486000 | 2009-09-01 | 13 | San Bernardino District | Replacement of a 6 Pipe with 12 in Sierra Way
3610039 | 031 | SAN BERNARDINO CITY | O | 0 | C | 173359 | The San Bernardino Municipal Water Departments Water Master Plan of 2007 has identified certain pipe segments that are substandard for the current needs of the City of San Bernardino. Some of these are pipes with diameters varying in size from 1 inch to | An existing 4 steel pipe in Pershing Avenue extends from 27th Street to north of 29th Street needs to be replaced with a standard 8 ductile iron pipe. This pipe has been in service in 1924 (83 years in service). The total length of this pipe is 1,650 | 287000 | 2009-08-01 | 13 | San Bernardino District | Replace 4 Steel Pipe with 8 DIP in Pershing Avenue
3410001 | 006 | SACRAMENTO SUBURBAN WATER DISTRICT | O | 0 | C | 177000 | Replace well sources affected by chemical pollution. | Install wellhead treatment facilities to remove nitrate. Involves study, design and construction. | 2250000 | 1998-01-01 | 9 | Sacramento District | fulton - fair oaks water sources
3410001 | 007 | SACRAMENTO SUBURBAN WATER DISTRICT | O | 0 | C | 177000 | System is not large enough to supply water to additional customers. | Install water mains to serve entire area, replace private wells, and improve (increase capacity) wells. Involves design and construction. | 4200000 | 2000-01-01 | 9 | Sacramento District | fulton/fair oaks pipelines
3410001 | 013 | SACRAMENTO SUBURBAN WATER DISTRICT | O | 0 | C | 177000 | In 2001, the Sacramento Suburban Water District (District) constructed the Antelope North Road Production Well and Pump Station (Antelope). The location of the well is near the Sacramento/Placer County Line west of Antelope North Road. The well is 18- | The District proposes to construct a second ground water well on the Antelope North Road well site. Based on the test hole data and analysis, the ground water aquifer characteristics under the existing Antelope Well site show the potential for a second w | 1500000 | 2009-01-01 | 9 | Sacramento District | SSWD - Second Groundwater Well at North Antelope Site
3610018 | 001 | CUCAMONGA VALLEY WATER DISTRICT | O | 0 | C | 185534 | The pressure and water system in Zone I is currently maintained through 1B Pump Station. The purpose of this Project is to construct a dedicated transmission main which will allow the District to operate the 1B pump station more efficiently. This pipeline | This Project is to design and construct 8500 lineal feet of 30” Transmission Main from the 1B Pump Station header in Cleveland Ave to the 1C pipeline at 6th St to Charles Smith Road . The scope of work will include the construction of 2 PRV stations; one | 4015000 | 2010-01-01 | 13 | San Bernardino District | 30” 1B-1C Transmission Line
3610018 | 002 | CUCAMONGA VALLEY WATER DISTRICT | O | 0 | C | 185534 | The District has numerous producing wells in Zone 1. These wells produce water in excess of the Zone 1 needs. These projects would allow the District to better utilize its existing groundwater supplies by improving the ability to move the water from Zon | The project is made up of two parts a 6,000 to 10,000-gpm pump station and 20,000 liner feet of 18” -24” pipeline.The pump station would be located at the District’s existing Reservoir 1 site.Estimated cost for the projects is $8,750,000. | 8750000 | 2010-01-01 | 13 | San Bernardino District | Zone 1 to 3 Pump Facilities
2110002 | 003 | MARIN MUNICIPAL WATER DISTRICT | O | 0 | C | 190800 | Lake stratification causes water quality problems. | Install an air compressor at Alpine Lake to eliminate or control the problems. | 250000 | 1999-01-01 | 18 | Sonoma District
2110002 | 006 | MARIN MUNICIPAL WATER DISTRICT | O | 0 | C | 190800 | Insufficient potable water supply. Russian River supply is uncertain. | Build desalination plant to treat water from San Francisco Bay | 20000000 | 2004-01-01 | 18 | Sonoma District | Desalination Plant
3710034 | 001 | OTAY WATER DISTRICT | O | 0 | C | 191500 | Security Project | Otay Water District, CA, requests consideration for funding under Proposition 50: Water Security, Clean Water, Coastal and Beach Protection Act of 2002 (Water Code Section 79500 et seq.), Chapter 3 – Water Security. The District serves 190,000 residents o | 2500000 | 2008-01-01 | 14 | San Diego District | IP Surveillance for Water Security
3710034 | 002 | OTAY WATER DISTRICT | O | 0 | C | 191500 | Security Project | The San Diego County Water Authority (SDCWA) Regional Interagency Security Cooperative requests an invitation to apply for funding under Proposition 50: Water Security, Clean Water, Coastal and Beach Protection Act of 2002 (Water Code Section 79500 et. se | 20000000 | 2008-01-01 | 14 | San Diego District | San Diego County Water Authority Regional Inter-Agency Security Cooperative
3710034 | 005 | OTAY WATER DISTRICT | O | 0 | C | 191500 | The development and/or acquisition of potential groundwater supply projects by the Otay Water District (WD) has been resurrected in response to the regional water supply issues related to climatological, environmental, legal, and other challenges that hav | The purpose of the Middle Sweetwater River Basin Groundwater Well Pilot project is to identify the feasibility of developing a groundwater resource production system and to determine and assess any limitations or constraints that may arise.The Middle Swee | 2000000 | 2010-01-01 | 14 | San Diego District | Middle Sweetwater River Basin Groundwater Well Pilot Project
3710034 | 006 | OTAY WATER DISTRICT | O | 0 | C | 191500 | This project addresses the issues of expansion and reliability, increased capacity, emergency storage, and reliability. According to the Otay Water Districts 2002 Water Resources Master Plan the 1296 pressure zone will require 3.03 MG of additional stora | This project consists of constructing a new 2.0 million gallon reservoir adjacent to the two existing reservoirs. The scope of work for the project includes a new access road providing easier access for large vehicles, a new 20-inch inlet pipeline and 16 | 3640000 | 2010-01-01 | 14 | San Diego District | Otay Water 1296-3 Reservoir
0110010 | 001 | ZONE 7 WATER AGENCY | O | 0 | C | 195230 | The Del Valle Water Treatment Plant's (DVWTP) main switchboard and motor control center is in extreme need of replacement. This equipment is well past its useful life, is in imminent danger of failure and is a potential safety hazard. This project will e | This project involves replacement of the main plant switchboard as well as the motor control center and switchgear for the backwash pumps and service water pumps, which were originally installed in 1975. The new equipment will have better electrical fault | 1300000 | 2010-01-01 | 4 | San Francisco District | DVWTP Electrical Power System Upgrade
0710003 | 009 | CONTRA COSTA WATER DISTRICT | O | 0 | C | 200000 | Relocate agriculture drainage channel to minimize contamination to the raw water quality. | Relocate the drainage discharge | 3500000 | 1998-01-01 | 4 | San Francisco District | Relocate agricultural discharge
0710003 | 010 | CONTRA COSTA WATER DISTRICT | O | 0 | C | 200000 | Construct in-line sedimentation basin to improve raw water quality in Canal. | Construct an in-line sedimentation basin near intake. | 1000000 | 1998-01-01 | 4 | San Francisco District | Construct in line sedimentation basin
0710003 | 011 | CONTRA COSTA WATER DISTRICT | O | 0 | C | 200000 | Construct seismically sound raw water pump station and pipeline for system redundancy. | Construction of a parallel seismically sound pipline and pump station/ | 12100000 | 1998-01-01 | 4 | San Francisco District | Seismic upgrades for raw water pump station (1997)
0710003 | 012 | CONTRA COSTA WATER DISTRICT | O | 0 | C | 200000 | Improve raw water conveyance facilities by repairing sections with potential landslide hazards. | Install culverts at two high potential slide locations and perform earthwork at one. | 1800000 | 1998-01-01 | 4 | San Francisco District | Improve raw water conveyance facilities
0710003 | 013 | CONTRA COSTA WATER DISTRICT | O | 0 | C | 200000 | Encase two oil pipelines crossing the Canal to minimize potential contamination. | two pipelines will be retrofitted with new encased at the crossing locations. | 3200000 | 1998-01-01 | 4 | San Francisco District | Canal protection
0710003 | 014 | CONTRA COSTA WATER DISTRICT | O | 0 | C | 200000 | Construct new raw water intake and pump station for water quality and volume improvement. | Construct a new intake 7 miles south of the existing intake. | 100000000 | 1998-01-01 | 4 | San Francisco District | Construct new intake and pump station (1997)
0710003 | 016 | CONTRA COSTA WATER DISTRICT | O | 0 | C | 200000 | Water systems source of supply, distribution mains or storage facilities situated in close proximity to sewage, sewage effluent or animal waste facilities. | Continue study to determine the best approach to reduce the impacts of the discharge. Construction of a diffuser, extending the discharge pipe. Controlling the timing of drainage discharge. | 7000000 | 2000-01-01 | 4 | San Francisco District | Source water protection
0710003 | 019 | CONTRA COSTA WATER DISTRICT | O | 0 | C | 200000 | Low-head transmission line. | Construct a 7300 foot of 24-inch diameter pipeline extending from the 24 inch main. | 2752000 | 2002-01-01 | 4 | San Francisco District | Replace low head transmission main
0710003 | 020 | CONTRA COSTA WATER DISTRICT | O | 0 | C | 200000 | Surface drainage into lined canal. Groundwater seepage into unlined canal. | Drainage diversion, reversal of groundwater flow. | 1500000 | 2000-01-01 | 4 | San Francisco District | Canal protection project
0710003 | 023 | CONTRA COSTA WATER DISTRICT | O | 0 | C | 200000 | The purpose of the Sherman Acres II Main Replacement portion of the project is to ensure reliable, cost efficient delivery of treated water through replacement of existing pipelines that have experienced significant leak repair history and undersized fire | A single bid package containing the main replacements and valve rehabilitations is currently under design.The main replacement portion of the project consists of the replacing seven (7) cast iron water mains totaling approximately 6,000 feet in length in | 500000 | 2010-01-01 | 4 | San Francisco District | Sherman Acres II Main Replacements and Strategic Valves Rehabilitation
0710003 | 024 | CONTRA COSTA WATER DISTRICT | O | 0 | C | 200000 | The federally-owned Contra Costa Canal (Canal) was completed in 1940 to convey agricultural water to rural Contra Costa County. The area surrounding the Canal has urbanized and the Canal is now the backbone of the CCWD’s water conveyance system, which pr | The project would replace the unlined portion of the federally-owned Contra Costa Canal (Canal) with a 10-foot diameter buried pipeline. The project will increase flood protection of a federal facility in an area that is experiencing rapid residential gr | 10000000 | 2010-01-01 | 4 | San Francisco District | Contra Costa Canal Water Quality Protection
0710003 | 025 | CONTRA COSTA WATER DISTRICT | O | 0 | C | 200000 | Contra Costa Water District (District) is experiencing chloramine decay and nitrification in the water distribution system that causes significant water quality problems that impact regulatory compliance (Total Coliform Rule); taste and odor complaints fr | The District is in the process of procuring and installing new reservoir mixing systems and additional monitoring at fifteen remaining high priority reservoirs to address the water quality problems previously described: Kirker Pass, East, Oakhurst, Keller | 500000 | 2010-01-01 | 4 | San Francisco District | Treated Water Reservoir Water Quality Improvement
3010053 | 002 | CITY OF HUNTINGTON BEACH | O | 0 | C | 201000 | Color and odor problem in 8 groundwater wells | To provide cathodic protection of all applicable metalic pipelines in the City. | 5000000 | 1998-01-01 | 8 | Santa Ana District | Treatment of color and odor problem
1910048 | 006 | CASTAIC LAKE WATER AGENCY | O | 0 | C | 230000 | Several drinking water wells perforated in the Saugus Formation of the Santa Clarita Valley were contaminated with perchlorate in excess of the current maximum contaminant level of 6 ug/L. These wells have been out of service since 1997. Some have since | The project will consist of construction/installation of new distribution infrastructure including 1,650 linear feet of pipeline and related valves and appurtenances; saw-cutting and excavation; and restoration and repaving of sidewalks, curbs, gutters, a | 1300000 | 2010-01-01 | 22 | Angeles District | Groundwater Transmission Mains--Phase 2
1910048 | 007 | CASTAIC LAKE WATER AGENCY | O | 0 | C | 230000 | The population is growing rapidly in the Agency's service area. Additional treatment capacity is needed to accomodate future users and to ensure that high quality water consistently meeting health requirements is reliably delivered to the customers. | Construction of new facilities to provide for additional treatment capacity (increasing from 30 to 60 million gallons per day) at the Rio Vista Water Treatment Plant will include additional intake pumps, clarifiers, filters, chlorine storage and injection | 36000000 | 2010-01-01 | 22 | Angeles District | Rio Vista Water Treatment Plant Expansion
1910048 | 009 | CASTAIC LAKE WATER AGENCY | O | 0 | C | 230000 | Several drinking water wells perforated in the Saugus Formation of the Santa Clarita Valley were contaminated with perchlorate in excess of the current maximum contaminant level of 6 ug/L. The likely source is a former munitions manufactuing site in Saug | The project will consist of the construction of two monitoring well clusters upgradient of the Saugus 1 and Saugus 2 Wells. The well locations will be selected based on travel time to the wells, position of the plume, and facility of installation. For e | 750000 | 2010-01-01 | 22 | Angeles District | Saugus Early Warning Monitoring Wells
3310031 | 003 | RIVERSIDE, CITY OF | O | 0 | C | 291398 | Water security improvements needed. | The City of Riverside (City) meets its water needs from 51 wells located in four groundwater supply basins: Bunker Hill, Colton, Riverside North and Riverside South and purchases only a small quantity of potable water from other sources. The Mill and Flu | 209000 | 2009-01-01 | 20 | Riverside District | Mill and Flume Well Buildings, City of Riverside (2008)
3310031 | 004 | RIVERSIDE, CITY OF | O | 0 | C | 291398 | The Utilities Operations Center (UOC) Campus in the City of Riverside (City), encompasses the center of operations of water and electric utilities for the City. It is located at the northeast corner of the intersection of Adams St. and Lincoln Ave. The s | The Utilities Operations Center (UOC) Campus in the City of Riverside (City), encompasses the center of operations of water and electric utilities for the City. It is located at the northeast corner of the intersection of Adams St. and Lincoln Ave. The s | 371500 | 2009-01-01 | 20 | Riverside District | CITY OF RIVERSIDE, WATER CONSERVATION LANDSCAPE
3310031 | 006 | RIVERSIDE, CITY OF | O | 0 | C | 291398 | Water security improvements needed. | This project is located near the intersection of Sixth Street and Pedley Road, in the City of San Bernardino, California. The City of Riverside (Riverside), the City of San Bernardino Municipal Water Department (SBMWD) and the East Valley Water District ( | 45500 | 2009-01-01 | 20 | Riverside District | East Valley - City of Riverside Intertie
3010092 | 003 | IRVINE RANCH WATER DISTRICT | O | 0 | C | 316000 | The State of California is in a statewide drought situation because of two consecutive years of below-average rainfall. Significant restrictions on diversions from the Delta due to various environmental factors have severely limited the State Water Proje | The Tustin Legacy area is the former Tustin Marine Corp Air Station in the City of Tustin. Irvine Ranch Water District is in discussions with the City of Tustin to locate four new well sites in the area. The sites will be in the southern portion of the | 5000000 | 2010-01-01 | 8 | Santa Ana District | Tustin Legacy Wells
3010092 | 004 | IRVINE RANCH WATER DISTRICT | O | 0 | C | 316000 | The State of California is in a statewide drought situation because of two consecutive years of below-average rainfall. Significant restrictions on diversions from the Delta due to various environmental factors have severely limited the State Water Proje | IRWD is proceeding with one test well for the proposed Tustin Legacy Wells Projects; target 2011 | 1000000 | 2010-01-01 | 8 | Santa Ana District | Well 106
3010092 | 006 | IRVINE RANCH WATER DISTRICT | O | 0 | C | 316000 | Irvine Ranch Water District (IRWD) has two existing water wells, Well 21 and Well 22 located on Mitchell Avenue in the City of Tustin. Well 21 and Well 22 are expected to produce approximately 3,000 gallons per minute (gpm) and approximately 1,250 gpm, r | IRWD is planning to connect Well 21 and 22 to the existing drinking water distribution system. The project, called “Wells 21 and 22 Water Supply”, includes construction of blending/treatment facilities, well equipping, pipe rehabilitation, and new transm | 5000000 | 2010-01-01 | 8 | Santa Ana District | Wells 21 and 22 Water Supply
3010092 | 007 | IRVINE RANCH WATER DISTRICT | O | 0 | C | 316000 | Southern Orange County retail water agencies receive almost all drinking water from a single source, the Metropolitan Water District of Southern California (MWD) via the Municipal Water District of Orange County (MWDOC). This supply is comprised of impor | The Southern Orange County water agencies, Irvine Ranch Water District, MWDOC, and the Orange County Water District (agency responsible for groundwater basin management) have entered into agreements to deliver water via the Irvine Ranch Water District sys | 15269000 | 2010-01-01 | 8 | Santa Ana District | IRWD Emergency Interconnection – Phase B
3010092 | 008 | IRVINE RANCH WATER DISTRICT | O | 0 | C | 316000 | The State of California is in a statewide drought situation because of two straight years of below-average rainfall. Significant restrictions on diversions from the Delta due to various environmental factors have severely limited the State Water Project | The proposed Baker Regional Water Treatment Plant (WTP) is a new microfiltration (MF) plant. The selected site is the former Los Alisos Water District Baker Filter Plant site in Lake Forest, which is located near the terminus of the Baker Pipeline. Proje | 5000000 | 2010-01-01 | 8 | Santa Ana District | Baker Regional Water Treatment Plant
0110001 | 003 | ALAMEDA COUNTY WATER DISTRICT | O | 0 | C | 324796 | The PT Blending Facility experiences deficiencies in water quality and system reliability | Upgrade PT Blending Facility | 1000000 | 2006-01-01 | 4 | San Francisco District | Upgrade PT Blending Facility chemical feed system to Neal Feed
0110001 | 004 | ALAMEDA COUNTY WATER DISTRICT | O | 0 | C | 324796 | The PT Blending Facility experiences deficiencies in water quality and system reliability | Upgrade PT Blending Facility | 1000000 | 2006-01-01 | 4 | San Francisco District | Upgrade PT Blending Facility chemical feed system to Neal Feed
0110001 | 007 | ALAMEDA COUNTY WATER DISTRICT | O | 0 | C | 324796 | The Alameda County Water District (ACWD) serves over 330,000 people with potable water in the cities of Fremont, Newark, and Union City. Local groundwater from the Niles Cone Groundwater Basin constitutes 40% of ACWD’s overall water supply on average. O | This project consists of the installation of approximately 15,000 linear feet of 24-inch diameter high density polyethylene (HDPE) pipe and associated valves and appurtenances. Special construction details have been incorporated into the design for the p | 13469000 | 2010-01-01 | 4 | San Francisco District | Niles-Newark Intertie Pipeline
0110001 | 008 | ALAMEDA COUNTY WATER DISTRICT | O | 0 | C | 324796 | Replacement of polybutylene service laterals is needed to reduce the loss of unaccounted for water in the ACWD distribution system. The polybutylene lines continue to fail prematurely causing loss of water and property damage. | This project involves the replacement of polybutylene service laterals (approximately 1,000 laterals each year over the next five years) with copper laterals, proactively before they fail. | 10500000 | 2010-01-01 | 4 | San Francisco District | Polybutylene Service Line Replacement
0110001 | 009 | ALAMEDA COUNTY WATER DISTRICT | O | 0 | C | 324796 | The Alameda County Water District (ACWD) provides potable water to over 330,000 people in the cities of Fremont, Newark, and Union City, California. Improvements to physical site security are needed to increase ACWD’s ability to deliver safe and secure su | The project involves the installation of upgrades to perimeter site security, video surveillance for rapid alarm assessment, and other key asset protection enhancements at critical drinking water production, treatment, and distribution system storage faci | 2345000 | 2010-01-01 | 4 | San Francisco District | Physical Security Improvements at Critical Facilities
0110001 | 010 | ALAMEDA COUNTY WATER DISTRICT | O | 0 | C | 324796 | The Alameda County Water District (ACWD) provides potable water to over 330,000 people in the cities of Fremont, Newark, and Union City, California. Water Treatment Plant No. 2 treats water delivered via the South Bay Aqueduct of the State Water Project. | Convert the existing ozone air preparation equipment to a liquid oxygen feed system, add a second membrane filter press, and upgrade major equipment components, including chemical feed and storage, solids handling.Implementation of this project provides b | 10804000 | 2010-01-01 | 4 | San Francisco District | Water Treatment Plant No. 2 Process Improvements
0110001 | 011 | ALAMEDA COUNTY WATER DISTRICT | O | 0 | C | 324796 | The Alameda County Water District (ACWD) provides potable water to over 330,000 people in the cities of Fremont, Newark, and Union City, California. ACWD’s headquarters building is located near the Hayward Fault, which is seismically active. Retrofittin | This project will: 1) upgrade ACWD’s emergency operations center; 2) add an area that will be used to stage field crews in the event of an emergency; 3) seismically strengthen vulnerable portions of the Headquarters building and radio communication anten | 5294000 | 2010-01-01 | 4 | San Francisco District | ACWD HQ Building, ADA, Structrual and EOC Improvements
3010001 | 005 | CITY OF ANAHEIM | O | 0 | C | 346823 | Portions of the Orange County Groundwater Basin are contaminated with volatile organic compounds. One of Anaheims production wells, Well #14, contains low levels of trichloroethylene (TCE), tetrachloroethylene (PCE), and other chlorinated hydrocarbons t | Per the results of an economic feasibility study, this project would replace the two asphalt-lined, subterranean reservoirs with two 2MG fully enclosed, partially buried, prestressed concrete reservoirs. The new reservoirs would meet all current seismic | 5000000 | 2009-10-01 | 8 | Santa Ana District | La Palma Blending Plant Rehabilitation
3010001 | 006 | CITY OF ANAHEIM | O | 0 | C | 346823 | Security Project | Intertie with the City of Buena Park:The City of Buena Park has no emergency interties and their 2005 Water Master Plan Study recommended several be installed. The proposed intertie between Anaheim and Buena Park water systems would be a two-way emergen | 600000 | 2009-09-01 | 8 | Santa Ana District | Emergency Interties Between Anaheim and Neighboring Cities
3010001 | 007 | CITY OF ANAHEIM | O | 0 | C | 346823 | The City of Anaheim's water system contains ductile iron water mains which have experienced high rates of corrosion in the Anaheim Hills section of the City. Corrosive soils in these areas have oxidized the iron in these pipes and caused many main breaks | Feasibility studies indicate that several ductile iron water mains in the Anaheim Hills area should be replaced with polyvinyl chloride (PVC) mains. Currently, five sections have been identified as a high priority at an estimated project cost of $2.0 mil | 2000000 | 2010-01-01 | 8 | Santa Ana District | Water Main Corrosion Control
3310009 | 047 | EASTERN MUNICIPAL WD | O | 0 | C | 414710 | Capacity of Perris WFP is currently 10 MGD, to meet system demands plant needs to be expanded. | Expand Perris WFP treatment facilities. | 10000000 | 2005-01-01 | 20 | Riverside District | Expand Perris WFP
3310009 | 053 | EASTERN MUNICIPAL WD | O | 0 | C | 414710 | video surveillance and event activated perimeter mointor system is needed at the District's Operations and Maintenance Center. | Installation of video surveillance and event activated perimeter mointor system at the District's Operations and Maintenance Center. | 250000 | 2009-01-01 | 20 | Riverside District | Eastern Municiapl Water District - Operations and Maintenance Center Sercuity System Upgrade
3310009 | 058 | EASTERN MUNICIPAL WD | O | 0 | C | 414710 | Water security improvements needed. | Installation of remote event action video monitoring equipment and perimeter security systems are remote water distribution sites including treatment plants, pump stations, and reservoirs. | 750000 | 2009-01-01 | 20 | Riverside District | Eastern Municipal Water District - Remote Site Security Improvements
3810011 | 001 | SFPUC CITY DISTRIBUTION DIVISION | O | 0 | C | 802650 | The project will be built in a "disadvantaged" community neighborhood, the Tenderloin District, of the City of San Francisco.The SFPUC needs a new headquarater facility that allows operational and emergency response from a centralized location. | The San Francisco Public Utilities Commission (SFPUC) is a department of the City and County of San Francisco that provides regional and local Water for 2.4 million customers.This project, a portion of the SFPUC’s new administration building, is a Supervi | 10000000 | 2010-01-01 | 4 | San Francisco District | SFPUC Headquarters Building
4310011 | 001 | SAN JOSE WATER COMPANY | O | 0 | C | 998000 | Need to provide for the disinfection of groundwater to ensure compliance with the TCR. | Install hypochlorinators at 12 additional wellfields. | 1500000 | 1998-01-01 | 17 | Santa Clara District | Hypochlorination (1997)
4310011 | 005 | SAN JOSE WATER COMPANY | O | 0 | C | 998000 | Hosebibs used in sampling result in occasional false positives for total coliform. | Install 125 dedicated, lockable sampling stations. | 375000 | 1998-01-01 | 17 | Santa Clara District | Bacti sampling stations (1997)
4310011 | 011 | SAN JOSE WATER COMPANY | O | 0 | C | 998000 | Category O Project - This is the type of "green energy" project that is championed by Title IV, Page 55, of the American Investment & Recovert Act of 2009. | Category O Project - This is the type of "green energy" project that is championed by Title IV, Page 55, of the American Investment & Recovert Act of 2009. The proposed 100-Kw hydro-turbine at Hostetter Turnout will generate 875,000-Kwhr annually to be f | 700000 | 2010-01-01 | 17 | Santa Clara District | 100-Kw Hydro-turbine at Hostetter Turnout (green energy project)
4310011 | 015 | SAN JOSE WATER COMPANY | O | 0 | C | 998000 | Category O Project - This is the type of "green energy" project that is championed by Title IV, Page 55, of the American Investment & Recovert Act of 2009. | Category O Project - This is the type of "green energy" project that is championed by Title IV, Page 55, of the American Investment & Recovert Act of 2009. The proposed 800-Kw photovoltaic solar system will generate 1,450,000-Kwhr annually to be fed into | 9000000 | 2010-01-01 | 17 | Santa Clara District | 800-Kw Photovoltaic Solar System at Twelfth Street Station (2009)
4310011 | 023 | SAN JOSE WATER COMPANY | O | 0 | C | 998000 | Category O Project - This is the type of "green energy" project that is championed by Title IV, Page 55, of the American Investment and Recovery Act of 2009. | Category O Project - This is the type of "green energy" project that is championed by Title IV, Page 55, of the American Investment and Recovery Act of 2009. The proposed 72-Kw hydro-turbine will generage 631,000-Kwhr annually to be fed into PG&E's elect | 750000 | 2010-01-01 | 17 | Santa Clara District | 72-Kw Hydro-turbine at Cox Station (green energy project)
4310011 | 024 | SAN JOSE WATER COMPANY | O | 0 | C | 998000 | Category O Project - Repair and/or replace 25 inefficient pumps & motors at booster stations and well fields. | Category O Project - Repair and/or replace 25 inefficient pumps & motors at booster stations and well fields to achieve 85% overall efficiency or better. Pumps & motors will be more reliable and save energy. This project will save or create at least 4 f | 1000000 | 2010-01-01 | 17 | Santa Clara District | Pumps & Motors - Energy Efficiency Program
4310011 | 026 | SAN JOSE WATER COMPANY | O | 0 | C | 998000 | Category O Project - This is the type of "green energy" project that is championed by Title IV, Page 55, of the American Investment & Recovert Act of 2009. | Category O Project - This is the type of "green energy" project that is championed by Title IV, Page 55, of the American Investment & Recovert Act of 2009. The proposed 67-Kw hydro-turbine will generate 585,000-Kwhr annually to be fed into PG&E's electri | 670000 | 2010-01-01 | 17 | Santa Clara District | 67-Kw Hydro-turbine at Alum Rock Turnout (green energy project)
4310011 | 027 | SAN JOSE WATER COMPANY | O | 0 | C | 998000 | Category O Project - This is the type of "green energy" project envisioned in Title IV, Page 55, of the American Investment and recovery Act of 2009. | Category O Project - This is the type of "green energy" project envisioned in Title IV, Page 55, of the American Investment and Recovery Act of 2009. The proposed 600-KW photovoltaic solar system will generate 1,100,000-Kwhr annually to be fed into PG&E' | 8250000 | 2010-01-01 | 17 | Santa Clara District | 600-Kw Photolvoltaic Solar System at Williams Station (2009)
4310011 | 029 | SAN JOSE WATER COMPANY | O | 0 | C | 998000 | Category O Project – Water Main Replacement: A critical need for replacement of potable water transmission and distribution system infrastructure has been identified by SJWC due to the changes in demography in the 1950’s and 60’s. Based on past San Jose | Category O Project – Replace 3,000-ft of 20" water main on Kirk Ave in San Jose, CA, between Alum Rock Ave & Toyon Ave.Water Main Replacement: A critical need for replacement of potable water transmission and distribution system infrastructure has been i | 1092500 | 2010-01-01 | 17 | Santa Clara District | Replace Water Main on Kirk Ave, San Jose
4310011 | 031 | SAN JOSE WATER COMPANY | O | 0 | C | 998000 | Category O Project - This is the type of "green energy" project that is championed by Title IV, Page 55, of the American Investment & Recovert Act of 2009. | Category O Project - This is the type of "green energy" project that is championed by Title IV, Page 55, of the American Investment & Recovert Act of 2009. The proposed 600-Kw photovoltaic solar system will generate 1,100,000-Kwhr annually to be fed into | 8750000 | 2010-01-01 | 17 | Santa Clara District | 600-Kw Photovoltaic Solar System at Williams Station #2 (2009)
4310011 | 037 | SAN JOSE WATER COMPANY | O | 0 | C | 998000 | Existing retaining wall is failing in multiple locations amd compromising the seven million gallon clearwell No. 2 at Montevina water treatment plant. | Replace retaining wall between Montevina WTP Clearwell No. 2 and Alma Bridge Road. | 148400 | 2010-01-01 | 17 | Santa Clara District | Montevina WTP Clearwell No. 2 Retaining Wall Replacement
4310011 | 043 | SAN JOSE WATER COMPANY | O | 0 | C | 998000 | Existing backwash treatment facilities are failing and improvements are necessary to meet regulatory requirements. Problems with existing facilities include a failing retaining wall and intrusion of water from the adjacent creek. | This project will rebuild the backwash pond treatment system to allow additional detention and settling time for backwash water, and to prevent intrusion of creek water into the pond. | 262500 | 2010-01-01 | 17 | Santa Clara District | Saratoga WTP Backwash Treatment Upgrades
4310011 | 047 | SAN JOSE WATER COMPANY | O | 0 | C | 998000 | Core Issue: The system / city has a long term water supply issue. The city needs to lower thier total water consumption by 20 percent over the next 5 to 10 years. | Indoor water conservation retrofit project. SJW plans to retrofit 34,400 bathrooms over 12 month with .90 gpf dual flush toilets, 1.5 gpm shower heads and 1.0 gpm sink aerator. The estimated water savings is 1,055.21 acre feet per year. | 13227456 | 2010-01-01 | 17 | Santa Clara District | City wide water conservation program
4310011 | 048 | SAN JOSE WATER COMPANY | O | 0 | C | 998000 | Category O Project – Water Main Replacement: A critical need for replacement of potable water transmission and distribution system infrastructure has been identified by SJWC due to the changes in demography in the 1950’s and 60’s. Based on past San Jose | Category O Project – Replace 4,000-ft of 12" water main on Canyon Vista Dr, County of Santa Clara, CA, from Yona Vista Dr to Chula Vista Dr.Water Main Replacement: A critical need for replacement of potable water transmission and distribution system infr | 1199700 | 2010-01-01 | 17 | Santa Clara District | Water Main Replacement, Canyon Vista Dr, Santa Clara County
4310011 | 053 | SAN JOSE WATER COMPANY | O | 0 | C | 998000 | The steel tank and its appurtenances at Perie Lane Reservoir are over 40 years of age and approaching a point in their asset lives when major improvements are needed to maintain function and to allow SJWC to provide to our consumers a high quality and rel | These improvements will increase the level of safety for personnel working in the area as well as the level of service following seismic events. This alternative ensures that consumers benefit from many decades of a high quality and reliable water supply | 622500 | 2010-01-01 | 17 | Santa Clara District | Steel Tank Lining and OSHA compliance issues at Perie Ln Station
1910041 | 001 | THREE VALLEYS MWD | O | 0 | C | 1000000 | HIGH NITRATE WELL WATER IN REGION. (NO REPORTED VIOLATIONS SINCE WELL WATER IS BLENDED WITH AVEC SURFACE WATER TO MEET THE STANDARDS) | INSTALL A REGIONAL NITRATE REMOVAL PLANT. | 5000000 | 1998-01-01 | 7 | Hollywood District | Regional nitrate removal plant
1910128 | 007 | COVINA IRRIGATING CO. | O | 0 | C | 1000000 | This 28" transmission line is riveted steel and is approximately 65 years old. There have been several leaks and even a line failure over the past several years, resulting in down time and costly repairs. Since Covina Irrigating Company is a wholesaler, | Most of the 4.5 miles of this line has already been relined in the past, with the remaining .75 miles having yet to be addressed. This portion, which is at the extreme west end of the Company's transmission system, is subject to the highest pressure and | 250000 | 2010-01-01 | 15 | Metropolitan District | Mortar Re-lining of S.B. Rd Transmission Line
1910128 | 008 | COVINA IRRIGATING CO. | O | 0 | C | 1000000 | The roof covering this reservoir is in disrepair and has been identified by CDPH in a recent inspection as a priority needing to be addressed. Although no positive bacteriological sample results have been observed from the reservoir, the wells supplying | The current roof is made of corrugated steel, which is approximately 60 years old and beyond economical repair. Similar material and construction is recommended. | 1250000 | 2010-01-01 | 15 | Metropolitan District | Baldwin Park Reservoir Roof Replacement
1910128 | 011 | COVINA IRRIGATING CO. | O | 0 | C | 1000000 | This well was constructed in 1951 and does not include any provision for pump to waste upon start up, since piping only exists to deliver the water produced directly to the adjacent reservoir. | The proposed project is to bring this active source up to current standards by the inclusion of additional piping necessary to deliver the water produced to a nearby flood control channel untill water quality is acceptable. The project will include water | 150000 | 2010-01-01 | 15 | Metropolitan District | Baldwin Park Well #3 Pump to Waste
3810001 | 004 | SAN FRANCISCO REGIONAL WATER SYSTEM | O | 0 | C | 1000000 | BD pipeline needs repair. | Provide cleaning of exposed reinforcing steel and patching of concrete where needed. | 1368000 | 1998-01-01 | 4 | San Francisco District | Bay Delta pipeline repair (1997)
3810001 | 005 | SAN FRANCISCO REGIONAL WATER SYSTEM | O | 0 | C | 1000000 | BD pipeline lining needs repair/replacement. | Remove existing deteriorated coal tar/mortar coating and apply new protective coating. Repair leaky expansion joints. | 350000 | 1998-01-01 | 4 | San Francisco District | Bay Delta pipeline lining repair (1997)
3810001 | 007 | SAN FRANCISCO REGIONAL WATER SYSTEM | O | 0 | C | 1000000 | Replace BD pipeline #1 from Irvington. | Replace BDPL # 1 with new welded steel pipe from Irvington Portal to Pulgas Portal. | 100000000 | 1998-01-01 | 4 | San Francisco District | Replace bay-delta pipeline No. 1
3810001 | 008 | SAN FRANCISCO REGIONAL WATER SYSTEM | O | 0 | C | 1000000 | Add fifth BD pipeline to meet maximum demand. | Build a fifth pipeline in existing city right of way from Irvington Portal to Pulgas Tunnel. Perform study of pipeline route. | 100000000 | 1998-01-01 | 4 | San Francisco District | Additional Bay Delta Pipeline (1997)
3810001 | 015 | SAN FRANCISCO REGIONAL WATER SYSTEM | O | 0 | C | 1000000 | Need pump to pipeline to move CS water directly to HTTP. | Study capacity increase, existin piping and valving arrangement which is aging and poses certain operational difficulties. | 32000000 | 1998-01-01 | 4 | San Francisco District | Pipeline from CS to HTTP (1997)
3810001 | 018 | SAN FRANCISCO REGIONAL WATER SYSTEM | O | 0 | C | 1000000 | Hunters Point distribution system needs upgrades. | CONSTRUCT AN ENTIRE NEW INFRASTRUCTURE OF 8", 12", AND 16" DUCTILE IRON MAINS IN A PHASED PROGRAM CONSISTENT WITH PROPOSED DEVELOPMENT. | 15000000 | 1998-01-01 | 4 | San Francisco District | Hunters point distribution system (1997)
3810001 | 022 | SAN FRANCISCO REGIONAL WATER SYSTEM | O | 0 | C | 1000000 | Large mortar lined pipes very old. | INVESTIGATE EXISTING SYSTEM AND DEVELOP LISTING OF MOST VIABLE CANDIDATES FOR MORTAR LINING. REPLACE, REPAIR, AND RELINE OF THE MORTAR AND FEEDER MAINS. | 540000 | 1998-01-01 | 4 | San Francisco District | Repair or Replace Mortar lined pipelines
3810001 | 023 | SAN FRANCISCO REGIONAL WATER SYSTEM | O | 0 | C | 1000000 | Tunnel access audits inadequate for regular access. | REPAIR AND REPLACE EXISTING DOORS, TUNNEL AND ACCESS ROADS. | 9980000 | 1998-01-01 | 4 | San Francisco District | Tunnel repair (1997)
3810001 | 026 | SAN FRANCISCO REGIONAL WATER SYSTEM | O | 0 | C | 1000000 | Reservoir inlet/outlet close to each other. | DETERMINE NEED FOR MODIFICATIONS TO THE INLET/OUTLET PIPING TO ASSURE ADEQUATE MIXING TO ALLEVIATE WATER QUALITY PROBLEMS AND TO ENHANCE OPERATION AT EACH RESERVOIR. | 10000000 | 1998-01-01 | 4 | San Francisco District | Reservoir inlet/outlet upgrades (1997)
3810001 | 027 | SAN FRANCISCO REGIONAL WATER SYSTEM | O | 0 | C | 1000000 | Palo Alto pipeline needs redundant connection. | PROVIDE REDUNDANT CONNECTION OF PALO ALTO PIPELINE, INCLUDING REDWOOD CITY SERVICE TO BAY DIVISION PIPELINES #1 AND #2. | 334000 | 1998-01-01 | 4 | San Francisco District | Palo Alto pipeline (1997)
3810001 | 030 | SAN FRANCISCO REGIONAL WATER SYSTEM | O | 0 | C | 1000000 | Controls inadequate at Pulgas valve lot. | INSTALL TWO CONTROL VALVES ON EACH PIPELINE AT THE PULGAS VALVE LOT. INSTALL A BYPASS AROUND INDIVIDUAL VALVES TO REGULATE LOW FLOWS. | 775000 | 1998-01-01 | 4 | San Francisco District | Pulgas valve upgrades (1997)
3810001 | 039 | SAN FRANCISCO REGIONAL WATER SYSTEM | O | 0 | C | 1000000 | SCADA needed for system monitoring. | Develop master plan. Design of SCADA system covering the high priority remote site identified in the master plan. | 26046275 | 1998-01-01 | 4 | San Francisco District | SCADA (1997)
3810001 | 045 | SAN FRANCISCO REGIONAL WATER SYSTEM | O | 0 | C | 1000000 | Treasure Island system distribution rehabilitation. | Replace the plastic water mains with ductile iron piping. Reconfigure some of the existing network of water mains to compartmentalize the Treasure Island system. | 35000000 | 1998-01-01 | 4 | San Francisco District | Treasure Island Distribution system rehab (1997)
3810001 | 049 | SAN FRANCISCO REGIONAL WATER SYSTEM | O | 0 | C | 1000000 | WW sludge discharged to source water - no treatment. | Study, design, and construct the preferred alternative for sludge handling. The filter-to-waste piping and ancillary facilities.[HWT filter plant] | 10289000 | 1998-01-01 | 4 | San Francisco District | Sludge handling (1997)
3810001 | 050 | SAN FRANCISCO REGIONAL WATER SYSTEM | O | 0 | C | 1000000 | Harry Tracy WTP unit processes dificiencies to operate at design capacity. | Thoroughly analyze the performance of the plant to identify unit processes which limits the plant's capability for extended periods of time. | 27000000 | 1998-01-01 | 4 | San Francisco District | Harry Tracy WTP upgrades (1997)
3810001 | 064 | SAN FRANCISCO REGIONAL WATER SYSTEM | O | 0 | C | 1000000 | Improve and provide back-up for chlorination. | Design improvements at Tesla Portal and Thomas Shaft (back-up chlorination station) to provide reliable treatment of Hetch Hetchy Water in accordance with SDWA regulations. | 1130000 | 1998-01-01 | 4 | San Francisco District | Disinfection reliability (1997)
3810001 | 065 | SAN FRANCISCO REGIONAL WATER SYSTEM | O | 0 | C | 1000000 | Need chlorination feed improvements and back-up. | Construct improvements at Tesla Portal and thomas Shaft. | 9350000 | 1999-01-01 | 4 | San Francisco District | Chlorination improvements at Tesla Portal and Thomas Shaft (1997)
3810001 | 066 | SAN FRANCISCO REGIONAL WATER SYSTEM | O | 0 | C | 1000000 | Need additional storage in Bernal Heights. | Obtain property for the new reservoir; Construct new 500,000 gallon reservoir including all necessary connection piping and ancillary facilities. | 4060000 | 1998-01-01 | 4 | San Francisco District | Additional storage, Bernal Heights (1997)
3810001 | 068 | SAN FRANCISCO REGIONAL WATER SYSTEM | O | 0 | C | 1000000 | Need to develop ground water for drought contingency. | 1). Westside basin groundwater mgmt; 2). Lake Merced lake level mgmt; 3). Salt water intrusion monitoring; 4). GG Park and zoo well installation and development; 5). West Basin water supply 6). Lobos Basin invest. | 18000000 | 1998-01-01 | 4 | San Francisco District | Drought contingency - groundwater development (1997)
3810001 | 079 | SAN FRANCISCO REGIONAL WATER SYSTEM | O | 0 | C | 1000000 | Manual valves need to be replaced. Takes up to 8 hrs to isolate a reservoir this way. Valves are in poor condition and are over 50 years old. | Replace manual valves with automated/motorized valves | 3780000 | 2000-01-01 | 4 | San Francisco District | Valve automation (1999)
3810001 | 080 | SAN FRANCISCO REGIONAL WATER SYSTEM | O | 0 | C | 1000000 | Palo Alto Pipeline Redundant Connection: the existing connection is east of valves A60 and B60 only, which limits the flexibility of the WD to repair these lines and to service the communities in the area served by these lines. | Connect the Palo Alto Pipeline, including the Redwood City Service, to Bay Division Pipelines Nos. 1 and 2 west of valves A60 and B 60. | 641501 | 2000-01-01 | 4 | San Francisco District | Palo Alto pipeline redundant connection (1999)
3810001 | 081 | SAN FRANCISCO REGIONAL WATER SYSTEM | O | 0 | C | 1000000 | Calaveras Pipeline is exposed to possible damage due to the large steep unstable slope next to the east side of pipeline. The pipeline is above grade and is exposed to possible damage from failure of the slope. | The problem is in the process of being analyzed and remedial measures will be taken to reduce the risk of damage from slope failure thereby protesting the pipeline from damage. | 460000 | 2000-01-01 | 4 | San Francisco District | Calaveras Pipeline relocation (1999)
3810001 | 082 | SAN FRANCISCO REGIONAL WATER SYSTEM | O | 0 | C | 1000000 | 84" Steel Crystal Springs Bypass PL at Polhemus: this project is to provide additional operational flexibility. | Construct about 4500 LF of 84 inch steel pipeline adjacent to existing prestressed pipeline. Addition of this line will allow WD additional operational felxibility. | 4025000 | 2000-01-01 | 4 | San Francisco District | Crystal Springs Bypass improvements (1999)
3810001 | 085 | SAN FRANCISCO REGIONAL WATER SYSTEM | O | 0 | C | 1000000 | Seismic Protection on City Reservoirs:completing site surveys, and internal inspections for all in-city reservoirs and tank facilities. Seismic, corrosion, and other areas that failure might occur. | Upgrades covered in this project are: roof repair, expansion joint replacement, painting coating paving, and tank replacement. This project will lead to improvements in water quality operations and emergency operation benefits. | 47977000 | 2000-01-01 | 4 | San Francisco District | Seismic upgrades for City Reservoirs (1999)
3810001 | 086 | SAN FRANCISCO REGIONAL WATER SYSTEM | O | 0 | C | 1000000 | Improvement of reservoir inlets must be connected to both basins of Sutro Reservoir to provide for maximum circulation. | This project involves conceptual engineering hydraulic modeling, physical modeling, detail design and construction. | 14230000 | 2000-01-01 | 4 | San Francisco District | Sutro reservoir improvement (1999)
3810001 | 088 | SAN FRANCISCO REGIONAL WATER SYSTEM | O | 0 | C | 1000000 | San Antonio Pump Station needs improvements to have the ability to isolate zones of the station manifold. Piping and valving modifications are also needed. | Modify the piping and valving at the San Antonio Pump to further increase the flexibility of operations and maintenance. | 1114000 | 2000-01-01 | 4 | San Francisco District | San Antonio pump station improvements (1999)
3810001 | 089 | SAN FRANCISCO REGIONAL WATER SYSTEM | O | 0 | C | 1000000 | Upgrade of In-City Pump Stations to ensure system reliability. Upgrading of the switchgear, electrical system, pumps and other items. Standby emergency generators. | Provide the necessary facilities to support the SCADA project by adding telemetry to the pump station which will be tied into the Lake Merced Pump Station . Construct a pump station to provide adequate supply to each of the In-City Reservoirs. | 12775000 | 2000-01-01 | 4 | San Francisco District | Upgrade of in-city pump stations for SCADA (1999)
3810001 | 090 | SAN FRANCISCO REGIONAL WATER SYSTEM | O | 0 | C | 1000000 | Upgrading of pump station. | Outer reaches of Sunset zone can be eliminated, a freeboard of 10-25 feet at the Sunset Reservoir could be utilized to improve water circulation and reduce the accumulation of THM'S. | 4250000 | 2000-01-01 | 4 | San Francisco District | Sunset pump stations improvements (1999)
3810001 | 091 | SAN FRANCISCO REGIONAL WATER SYSTEM | O | 0 | C | 1000000 | Bay Bridge Pump Station: Needs to be relocated, at present time it interferes with seismic retrofitting of the bay bridge. Also needs a new pump station. | A new pump station will meet the CDD's standards for reliability and efficiency. The station will be equipped with back-up pumps, emergency power and SCADA compatability. | 6830000 | 2000-01-01 | 4 | San Francisco District | Bay Bridge pump station upgrade (1997)
3810001 | 093 | SAN FRANCISCO REGIONAL WATER SYSTEM | O | 0 | C | 1000000 | Improvement in DIM in-City distribution system. | Construct, replace or extend feeder mains/distribution mains. | 100000000 | 2000-01-01 | 4 | San Francisco District | Improvement in DIM - city distribution system (1999)
3810001 | 095 | SAN FRANCISCO REGIONAL WATER SYSTEM | O | 0 | C | 1000000 | Moccasin Reservoir Dredging: water quality improvement needed. | Address the need to design and construct water quality improvements will allow for the unimpeded operation of Moccasin Reservoir as a balancing forebay for the Foothill Tunnel. Detail design for Cherry Rock Trap Cleaning. | 2293939 | 2000-01-01 | 4 | San Francisco District | Moccasin Reservoir Dredging (1999)
3810001 | 097 | SAN FRANCISCO REGIONAL WATER SYSTEM | O | 0 | C | 1000000 | Grizzly Creek Canal Upgrade: lower sectio of the creek is adjacent to Mocassin Reservoir. Often during heavy periods of rain runoff into Grizzly may cause the creek to overflow and introduce storm flow into Mocassin. Serious turbidity problems. | Provide a concrete lining in sections of the canal to eliminate turbidity and the potential contamination of the Mocassin Reservoir. In addition, concrete repairs will be made to the Mocassin Powerhouse where errosion has occurred. | 1160000 | 2000-01-01 | 4 | San Francisco District | Grizzly Creek canal Upgrade (1999)
3810001 | 098 | SAN FRANCISCO REGIONAL WATER SYSTEM | O | 0 | C | 1000000 | Irvington Portal Valve Actuation: Transmission main line and bypass valves are old and deteriorated. The BDPL's cross the Hayward Fault. Rupture of these pipelines @ these locations could cause significant flooding. | Repair and replace the existing transmission main lines and bypass valves. | 715000 | 2000-01-01 | 4 | San Francisco District | Irvington Portal Pipeline rehabilitation (1999)
3810001 | 099 | SAN FRANCISCO REGIONAL WATER SYSTEM | O | 0 | C | 1000000 | Replace mound pipe: Pipes are supported on concrete saddle, but have no anchorage against movement potentially caused by a large earthquake. | Replace those pipes that are in corroded condition. | 1551846 | 2000-01-01 | 4 | San Francisco District
3810001 | 100 | SAN FRANCISCO REGIONAL WATER SYSTEM | O | 0 | C | 1000000 | SFPUC and BAWUA are cooperatively developing the WSMP to provide customers of the SFPUC water system with alternative water supply and demand management options that meet future water needs, and a framework for joint decision-making. | Develop a facilities master plan to implement new water supplies in the SFPUC delivery system, and to integrate the facilities plan with ongoing SFPUC capital planning efforts. | 1500000 | 2000-01-01 | 4 | San Francisco District | Facilities master plan development (1999)
3810001 | 101 | SAN FRANCISCO REGIONAL WATER SYSTEM | O | 0 | C | 1000000 | Caustic Soda -Fluoride Chemical: Construction of a chemical feed station is necessary in order to optimize corrosion control and to provide a consistent fluoride residual in the treated water that is delivered to the City of San Francisco. | Conduct a study to define criteria for chemical types, doses, methods of addition and site selection. Construction drawings and specifications will be developed from these recommendations. The facility will then be built according to these drawings | 1000000 | 2000-01-01 | 4 | San Francisco District | Fluoridation system improvements (1999)
3810001 | 102 | SAN FRANCISCO REGIONAL WATER SYSTEM | O | 0 | C | 1000000 | Chloirne Station Refurbishment: Currently, there are twelve City chlorination stations that have various levels of operation and control capabilities ans safety provisions. This project includes a needs assesment and providing recomm. For improv. | The facility will be constructed according to the construction documents. | 650000 | 2000-01-01 | 4 | San Francisco District | Chloriamine station refurbishment (1999)
3810001 | 104 | SAN FRANCISCO REGIONAL WATER SYSTEM | O | 0 | C | 1000000 | Seismic hazards at San Antoinio Pump stations to tanks, retaining walls, building, and other structures. | Will address obvious seismic hazards at San Antonio Pump Station. Improvements will include suspended tanks and duct work, retrofit of pump switchgear, generator and compressor anchorages ans installation of flexible couplings. | 2000000 | 2000-01-01 | 4 | San Francisco District | Seismic upgrade at San Antonio pump stations (1999)
3810001 | 105 | SAN FRANCISCO REGIONAL WATER SYSTEM | O | 0 | C | 1000000 | Timer Trestle Repair: Trestles supporting the Bay Division Pipeline Nos. 1 & 2 alignment from Newark Valve House in Fremont to Ravenswood Valve House in Redwood City have deteriorated. | Replace or repair the deteriorated trestles. | 125733 | 2000-01-01 | 4 | San Francisco District | Trestle repair (1999)
3810001 | 106 | SAN FRANCISCO REGIONAL WATER SYSTEM | O | 0 | C | 1000000 | Flow through San Andreas Pipeline No.2 is controlled by a gate valve designated as R60. During shutdown of San Andreas Pipeline No.2, valve R60 leaked so badly that SAPL No. 2 had to be shut down at the Baden Pump Station isolating BPS from the sys | Replace R60 at San Pedro Valve Lot. | 850000 | 2000-01-01 | 4 | San Francisco District | Gate valve replacement for San Andreas pipeline (1999)
3810001 | 107 | SAN FRANCISCO REGIONAL WATER SYSTEM | O | 0 | C | 1000000 | Indian Creek Chlorine Monitoring: Indian Creek Shaft has been identified by Water Operations as a desirable location to install chlorine monitoring capability for operational feedback when controlling the disinfecting process on the Hetch Hetchy sup. | Provide chlorine monitoring of the Hetch Hetchy aqueduct supply in the Coast Range Tunnel, storage and transmit the monitoring data to appropriate Water Supply and Treatment facilities. | 222000 | 2000-01-01 | 4 | San Francisco District | Indian Creek Chlorine Monitoring (1999)
3810001 | 108 | SAN FRANCISCO REGIONAL WATER SYSTEM | O | 0 | C | 1000000 | San Joaquin Pl #2, Throttling Station: To gain ability to reduce the flows in Pipeline #2 from 80 mgd to 20 mgd from the current fixed flow of 80 mgd. This capability will increase Hetch Hetchy's ability to regulate water deliveries. | Install two throttling stations on Pipeline #2 downstream from Oakdale Portal. | 1973000 | 2000-01-01 | 4 | San Francisco District | San Joaquin Pipeline No2 upgrades (1999)
3810001 | 109 | SAN FRANCISCO REGIONAL WATER SYSTEM | O | 0 | C | 1000000 | Replacement of valves on the manifold and transmission line piping in the Baden Pump Station yard. | Provide Baden Pump Station with standby power, seismic retrofit, fire protection and security access. | 7995000 | 2000-01-01 | 4 | San Francisco District | Baden Pump station upgrades, seismic retrofit, and security (1999)
3810001 | 110 | SAN FRANCISCO REGIONAL WATER SYSTEM | O | 0 | C | 1000000 | Back-up power for water quality stations upgrades. | Install small propane generators and upgrade UPS for backup at baden Pump Station. East Portal and Casey Quarry. | 350000 | 2000-01-01 | 4 | San Francisco District | Backup power for East Portal and Casey Quarry pump stations (1999)
3810001 | 127 | SAN FRANCISCO REGIONAL WATER SYSTEM | O | 0 | C | 1000000 | Seismic upgrade of BDPL's at Hayward Fault (control #128) | Seismic upgrades, and the replacement of approximately 275 feet each of existing pipelines. Install shutoff and bypass valves at both ends of the fault zone. | 20000000 | 2002-01-01 | 4 | San Francisco District | Seismic upgrade of Bay Delta pipeline at hayward fault (2001)
3810001 | 128 | SAN FRANCISCO REGIONAL WATER SYSTEM | O | 0 | C | 1000000 | Foothill Tunnel | Repair/rehabilitate Foothill Tunnel. | 2185454 | 2004-01-01 | 4 | San Francisco District | Foothill Tunnel rehab (2001)
3810001 | 129 | SAN FRANCISCO REGIONAL WATER SYSTEM | O | 0 | C | 1000000 | Pipeline repair plan and readiness improvement. | Development of an emergency response plan for major seismic events. | 3607574 | 2003-01-01 | 4 | San Francisco District | Readiness plann for seismic (pipeline repair) (2001)
3810001 | 130 | SAN FRANCISCO REGIONAL WATER SYSTEM | O | 0 | C | 1000000 | Northwest Reservoir | Design and construction of a new reservoir to serve the northeastern part of the city. | 913341 | 2004-01-01 | 4 | San Francisco District | New reservoir - northeastern san francisco (2001)
3810001 | 132 | SAN FRANCISCO REGIONAL WATER SYSTEM | O | 0 | C | 1000000 | Lake Merced Emergency Supply Improvements | Lake Merced emergency treatment study. | 154500 | 2002-01-01 | 4 | San Francisco District | Emergency supply improvements - Lake merced (2001)
3810001 | 133 | SAN FRANCISCO REGIONAL WATER SYSTEM | O | 0 | C | 1000000 | Crystall Springs Bypass Line | Add new parallel pipeline from the Crystal Springs Bypass Tunnel in the south to the Crystal Springs Road in the north, | 20000000 | 2004-01-01 | 4 | San Francisco District | Crystal Springs Bypass line (2001)
3810001 | 134 | SAN FRANCISCO REGIONAL WATER SYSTEM | O | 0 | C | 1000000 | Bay Division Pipelines Reliability Improvements | Bay Division pipeline improvements. | 20000000 | 2001-01-01 | 4 | San Francisco District | Bay Division Pipelines Reliability (2001)
3810001 | 135 | SAN FRANCISCO REGIONAL WATER SYSTEM | O | 0 | C | 1000000 | University Mound Reservoir-Seismic Upgrade/Rehab | Seismically strengthen the reservoirs, also water quality improvements (sampling and disinfection), erosion control, drainage concrete repair venting and liners or coatings and cleanup of the reservoir beds. | 20000000 | 2002-01-01 | 4 | San Francisco District | University Mound Res Seismic Upgrade (2001)
3810001 | 136 | SAN FRANCISCO REGIONAL WATER SYSTEM | O | 0 | C | 1000000 | Crystal Springs Balancing Reservoir | Construct a second Crystal Springs (Pulgas) Balancing Reservoir for reliability. | 20000000 | 2004-01-01 | 4 | San Francisco District | Crystal springs balancing reservoir (2001)
3810001 | 137 | SAN FRANCISCO REGIONAL WATER SYSTEM | O | 0 | C | 1000000 | San Joaquin Pipelines. Unreliable experiencing sudden ruptures, flooding, leaks and service outages. | Construct a new paralell San Joaquin pipeline. Will also include development and evaluation of alternative projects, field investigations. Etc… | 20000000 | 2002-01-01 | 4 | San Francisco District | San Joaquin Pipelinees replacement (2001)
3810001 | 139 | SAN FRANCISCO REGIONAL WATER SYSTEM | O | 0 | C | 1000000 | Capuchino Valve Lot Capacity improvements. | Enhance system reliability in the event of disruption to Hetch Hetchy and Sunol Water supplies. The project requires analysis of the Capuchino valve lot to identify necessary improvements for backfeed capability of up to 80 mgd. Project also includes se | 1345339 | 2005-01-01 | 4 | San Francisco District | Reliability improvement - Capuchino valve facility (2001)
3810001 | 143 | SAN FRANCISCO REGIONAL WATER SYSTEM | O | 0 | C | 1000000 | Pennisula improvement project. | To develop a program enabling the best utilization of water from the Harry Tracy WTP. In particular, this program will address the possibilities of Hetchy and Sunol source outages or insufficient supply requiring backfeed of pennisula water to the south | 515000 | 2003-01-01 | 4 | San Francisco District | Reliability for Peninsula customers (2001)
3810001 | 145 | SAN FRANCISCO REGIONAL WATER SYSTEM | O | 0 | C | 1000000 | Crystal Springs PS and CS - SAPL Capacity | Increase hydraulic capacity of raw water facilitied for Harry Tracy WTP for system reliability. | 20000000 | 2002-01-01 | 4 | San Francisco District | Crystal Springs improvements for system reliability (2001)
3810001 | 146 | SAN FRANCISCO REGIONAL WATER SYSTEM | O | 0 | C | 1000000 | Tesla Portal & Thomas Shaft Disinfection | Sample Station for Thomas Shaft for process control. | 955000 | 2002-01-01 | 4 | San Francisco District | Sample Stations for Disinfection process control (2001)
3810001 | 148 | SAN FRANCISCO REGIONAL WATER SYSTEM | O | 0 | C | 1000000 | Merced Manor Reservoir - Seismic upgrade and Rehabilitation. | Rehabilitate Merced Manor Reservoir. | 5791775 | 2003-01-01 | 4 | San Francisco District | Merced manor seismic upgrades (2001)
3810001 | 149 | SAN FRANCISCO REGIONAL WATER SYSTEM | O | 0 | C | 1000000 | Backbone Pipeline System Development | Develop and construct a "backbone" pipeline system for reliability. | 1015000 | 2002-01-01 | 4 | San Francisco District | System reliability - Backbone pipeline (2001)
3810001 | 150 | SAN FRANCISCO REGIONAL WATER SYSTEM | O | 0 | C | 1000000 | Crystal Springs #2 Pl replacement in City | Replace Crystal Springs #2 pipeline. | 20000000 | 2004-01-01 | 4 | San Francisco District | Replace Crystal springs pipeline No. 2 (2001)
3810001 | 154 | SAN FRANCISCO REGIONAL WATER SYSTEM | O | 0 | C | 1000000 | Mountain Tunnel Repairs | Pipeline rehabilitate Mountain Tunnel | 2060000 | 2003-01-01 | 4 | San Francisco District | Mountain tunnel repairs (2001)
3810001 | 155 | SAN FRANCISCO REGIONAL WATER SYSTEM | O | 0 | C | 1000000 | HTWTP Short-term improvements filtration | Harry Tracy WTP filter control improvements. | 10365571 | 2002-01-01 | 4 | San Francisco District | Tracy WTP filter control improvements (2001)
3810001 | 156 | SAN FRANCISCO REGIONAL WATER SYSTEM | O | 0 | C | 1000000 | Sunset North Reservoir - Seismic Upgrades | Rehabilitate Sunset North Reservoir. | 20000000 | 2003-01-01 | 4 | San Francisco District | Sunset North Res Seismic Upgrade (2001)
3810001 | 157 | SAN FRANCISCO REGIONAL WATER SYSTEM | O | 0 | C | 1000000 | Enlarge Sunol Treatment Capacity to 240 mgd | Expand Sunol WTP capacity with new processes. | 20000000 | 2004-01-01 | 4 | San Francisco District | Enlarge Sunol WTP (2001)
3810001 | 158 | SAN FRANCISCO REGIONAL WATER SYSTEM | O | 0 | C | 1000000 | Sunset Souuth Reservoir - Seismic Upgrade & Rehab. | Seismic upgrade work and other structural and general rehabilitation at the South basin of the Sunset Reservoir | 20000000 | 2004-01-01 | 4 | San Francisco District | Sunset south reservoir seismic upgrades (2001)
3810001 | 159 | SAN FRANCISCO REGIONAL WATER SYSTEM | O | 0 | C | 1000000 | Feeder Main Stanford Heights/Twin Peaks. | Replace mains between Stanford Heights and Twin Peaks. | 3654530 | 2002-01-01 | 4 | San Francisco District | City distribution system stanford heights main rehabilitation (2001)
3810001 | 162 | SAN FRANCISCO REGIONAL WATER SYSTEM | O | 0 | C | 1000000 | Balboa Reservoir and Related Facilities. | Construction of a new treated water storage reservoir (Balboa). | 20000000 | 2005-01-01 | 4 | San Francisco District | Balboa Reservoir construction and related facilities (2001)
3810001 | 163 | SAN FRANCISCO REGIONAL WATER SYSTEM | O | 0 | C | 1000000 | Lake Merced Pump Station essential upgrade. | Rehabilitate Lake Merced pump station. | 20000000 | 2002-01-01 | 4 | San Francisco District | Lake Merced Pump Station rehab (2001)
3810001 | 164 | SAN FRANCISCO REGIONAL WATER SYSTEM | O | 0 | C | 1000000 | Noe Valley Transmission Main Phase 2 | Extend the Noe Valley pipeline to serve low pressure zones. | 7837740 | 2003-01-01 | 4 | San Francisco District | Noe Valley Transmission Main Ph 2 (2001)
3810001 | 165 | SAN FRANCISCO REGIONAL WATER SYSTEM | O | 0 | C | 1000000 | San Andreas Pipeline | Extend the San Andreas Pipeline to the Sunset Reservoir. | 20000000 | 2005-01-01 | 4 | San Francisco District | Extend san andreas pipeline to sunset reservoir (2001)
3810001 | 166 | SAN FRANCISCO REGIONAL WATER SYSTEM | O | 0 | C | 1000000 | Fulton @ Sixth Ave. 30 inch steel Main Replacement | Replace Richmond District supply main. | 3129061 | 2003-01-01 | 4 | San Francisco District | Main replacement Fulton at 6th ave (2001)
3810001 | 167 | SAN FRANCISCO REGIONAL WATER SYSTEM | O | 0 | C | 1000000 | Cross Town Transmission Main | New cross town transmission pipeline for the CCSF. | 14422987 | 2003-01-01 | 4 | San Francisco District | CCSF - Cross town transmission main (2001)
3810001 | 168 | SAN FRANCISCO REGIONAL WATER SYSTEM | O | 0 | C | 1000000 | Lincoln Way Transmission Line. | Redundant transmission pipeline for the Sunset Zone into CCSF | 9887876 | 2003-01-01 | 4 | San Francisco District | Lincoln Way transmission line (2001)
3810001 | 169 | SAN FRANCISCO REGIONAL WATER SYSTEM | O | 0 | C | 1000000 | WQ Ozone/UV Treatment | Study of alternative disinfectants to meet new regulations. | 20000000 | 2002-01-01 | 4 | San Francisco District | Ozone/UV (2001)
3810001 | 170 | SAN FRANCISCO REGIONAL WATER SYSTEM | O | 0 | C | 1000000 | Although the San Francisco Regional Water System has about 600 retail customers, it is a wholesale water system that serves a total of 2.4 million customers in the counties of Alameda, San Mateo, Santa Clara, and San Francisco.The Pulgas Balancing Reservo | The project consists of the seismic retrofit of the reservoir walls, installation of a new steel frame roof, and repair of concrete cracks and exposed reinforcing steels. The project scope also includes the design and installation of a new ventilation sys | 10000000 | 2010-01-01 | 4 | San Francisco District | Pulgas Reservoir Structural Rehabilitation and Roof Replacement (2009)
4310027 | 009 | SANTA CLARA VALLEY WATER DISTRICT | O | 0 | C | 1000000 | The computer equipment that is used to control and monitor the treatment processes at Rinconada Water Treatment Plant and the treated water and raw water transmission and distribution facilitites is not adequately anchored. The HVAC system in the compute | The project will ensure that the computer equipment in the computer room of the Rinconada Water Treatment Plant is adequate anchored and cooled. Work will include replacing/upgrading the HVAC system, placing conduits and cables overhead to improve air fl | 1538000 | 2010-01-01 | 17 | Santa Clara District | Rinconada Water Treatment Plant Computer Room Retrofit
4310027 | 011 | SANTA CLARA VALLEY WATER DISTRICT | O | 0 | C | 1000000 | Except for minor improvements, the communications infrastructure for telecommunications, data and the System Control And Data Aquisition (SCADA) systems, at the Rinconada Water Treatment Plant (RWTP) and the Vasona Pump Station (VPS) exist as they were in | The proposed project consists of improvement to the system and related data and communication equipment, such as, the upgrade of the voice, data and SCADA cable infrastructure, the telephone system, the data system, as well as network routers and switches | 1942000 | 2010-01-01 | 17 | Santa Clara District | Rinconada Water Treatment Plant and Vasona Pumping Station Voice-Data Modifications
4310027 | 013 | SANTA CLARA VALLEY WATER DISTRICT | O | 0 | C | 1000000 | The input/output modules that are part of the Supervisory Control and Data Acquisition (SCADA) system and used to operate the treatment processes at the Distrct's three water treatment plants are obsolete and no longer supported by the manufacturer. If t | The project will replace the treatment plants' I/O modules with current technology. | 6002000 | 2010-01-01 | 17 | Santa Clara District | Water Treatment Plant I/O Cards and Trunk Cables
4310027 | 014 | SANTA CLARA VALLEY WATER DISTRICT | O | 0 | C | 1000000 | Chemical System:The Rinconada Water Treatment Plant's existing corrosion inhibitor facilities (caustic soda and phosphoric acid) do not meet the current seismic and fire codes and District Operations design requirements. The existing 48-inch diameter mai | Chemical System:The project will replace and upgrade the existing phosphoric acid and caustic soda system at the treatment plant to continue to comply with EPA's Lead and Copper Rule minimzing risks of water quality violations. The project will replace | 6370000 | 2010-01-01 | 17 | Santa Clara District | Rinconada Water Treatment Plant Chemical System and Standby Power Upgrade
3710020 | 054 | SAN DIEGO - CITY OF | O | 0 | C | 1266731 | Miramar WTP flow control facility requires upgrades to the facility and the treatment process to comply with regs. Continued increase in water demand due to pop. growth has required additional rehab. | Design and construct a new flow control facility to continue to meet the needs of the raw water supply to the Miramar WTP. | 8000000 | 2006-01-01 | 14 | San Diego District | new flow control facility Miramar
3710020 | 056 | SAN DIEGO - CITY OF | O | 0 | C | 1266731 | Convey water from the Alvardo WTP system to a portion of the Miramar WTP system, this pump station will allow the Alvarado WTP to support the Miramar WTP service area and free up capacity within the overall Miramar WTP system. | Construct a new water pump station with five 5-mgd pumps. Total pump station capacity will be 20-mgd. The pump plant will pump water from the Alvarado Zone to the Northwest Mesa Zone. | 5426000 | 2012-01-01 | 14 | San Diego District | Serra Mesa pump station
0110005 | 003 | EAST BAY MUD | O | 0 | C | 1300000 | Distribution system pipeline network is deteriorating. System has a history of leaks which needs to be evaluated and repaired. | Replace deteriorating distribution pipelines. | 31600000 | 1998-01-01 | 4 | San Francisco District | Distribution system replacement (1997)
0110005 | 016 | EAST BAY MUD | O | 0 | C | 1300000 | Distribution system has sources of bacterial concentrations - jeopardize compliance to the TCR. | Replace Redwood tanks which have historically been sources of high bacterial concentrations with steel tanks. Install reservoir sampling and on-site treatment/disinfection facilities. Install chlorine residual and conductivity monitoring system. | 8800000 | 1998-01-01 | 4 | San Francisco District | Redwood Tank Replacement (1997)
0110005 | 037 | EAST BAY MUD | O | 0 | C | 1300000 | Danville Pumping Plant No. 1 is a 60 MGD pumping plant located in Alamo, California. This pumping plant is critical to the water supply to the San Ramon Valley area. Danville Pumping Plant No. 1 has aging electrical switchgear and motor control center. | This project includes replacement of electrical systems, including switchgear and motor control center. | 6000000 | 2010-01-01 | 4 | San Francisco District | Danville Pumping Plant No.1 Rehabilitation
0110005 | 038 | EAST BAY MUD | O | 0 | C | 1300000 | EBMUD’s distribution system includes over 4,100 miles of pipelines. Many of these pipelines are critical and form the “backbone” of the system that conveys water to over 1.3 million customers. Some of these pipelines have reached the end of their useful | High-priority backbone pipes to be replaced to ensure reliable water service include:• Keith Avenue and Euclid Avenue (100 feet of 16-inch diameter pipe; Berkeley, CA): The existing pipe was installed in 1983 and has been susceptible to earth movement. | 20000000 | 2010-01-01 | 4 | San Francisco District | Large Diameter Pipeline Replacement
0110005 | 039 | EAST BAY MUD | O | 0 | C | 1300000 | A goal of EBMUD and the State of California is to reduce greenhouse gas emissions and to promote sustainability. Power costs can be mitigated by reducing demand on the power grid during peak times and increasing on-site power production. This project is | The project consists of a renewable energy project to install a photovoltaic (PV) energy generation system on the roofs of the chlorine contact chamber and clearwell at Walnut Creek WTP. The project includes a 75,000 square foot PV system. The PV system | 5000000 | 2010-01-01 | 4 | San Francisco District | Walnut Creek Water Treatment Plant - Photovoltaic
1910087 | 011 | METROPOLITAN WATER DIST. OF SO. CAL. | O | 0 | C | 10000000 | : Untreated water currently enters the 520-mgd Weymouth treatment modules through one of two 10-foot by 15-foot reinforced concrete box conduits which pass below the Administration Building. Constructed in 1939, the conduits were originally designed to | The project will relocate the Weymouth plant inlet conduit and washwater return line and add rapid mix systems to each treatment module. The scope of the project includes construction of a new plant inlet (13-foot by 15-foot concrete box) conduit, which | 20000000 | 2010-01-01 | 16 | Central District | Frank E Weymouht Treatment Plant Inlet Conduit Relocation and Rapid Mix Facilities
4000692 | 001 | PETE JOHNSTON GM | O | 0 | P | 25 | Needs to improve source and storage facility. | Replace tanks, replace well liner and install ozone system | 9585 | 1998-01-01 | 6 | Santa Barbara District
3901354 | 001 | PEARCE, JEFF H 39-40 | O | 0 | P | 30 | Shallow well with high nitrates. | Drill new well with deep grout seal, new distribution lines. | 19000 | 2007-01-01 | 10 | Stockton District | Jeff Pearce New Well
1805001 | 001 | LASSEN COUNTY SERVICE AREA NO. 2 | O | 0 | P | 40 | construct new water lines | construct new water lines | 1213589 | 2005-01-01 | 2 | Lassen District | Construct New Water Lines
1503209 | 001 | SUPERIOR MUTUAL WATER COMPANY | O | 0 | P | 44 | Current system is in need of a backup well and tank. | Company needs to purchase a well & tank to tie in with current system as a backup well. | 300000 | 2003-01-01 | 19 | Tehachapi District
1503350 | 001 | TEHACHAPI VALLEY UNITED METHODIST CHURCH | O | 0 | P | 60 | Tehachapi Valley Unified Methodist Church water system has only well. Therefore, the water system is unreliable. | As part of this project, Tehachapi Valley Methodist Church will either drill a second well or develop an intertie with Golden Hills CSD. | 500000 | 2009-01-01 | 19 | Tehachapi District | Tehachapi Valley Unified Methodist Church-New Well/intertie with GHCSD
1502181 | 001 | TURNING POINT MOTHER-INFANT PROGRAM | O | 0 | P | 64 | Turning Point Mother/Infant Program Water System has only well. Therefore, the water system is unreliable. | As part of this project, Turning Point Mother Infant Program will drill a second well. | 200000 | 2009-01-01 | 19 | Tehachapi District | Turning Point Mother Infant Program-Drilling of Second Well
1503558 | 001 | EL CAMINO PINES LUTHERAN CHURCH | O | 0 | P | 70 | El Camino Pines Lutheran Church has only well. Therefore, the water system is unreliable. | As part of this project, El Camino Pines Church will either drill a second well or develop an intertie with the neighboring Lake of the Woods MWC. | 250000 | 2009-01-01 | 19 | Tehachapi District | El Camino Pines Church-Second Well/Intertie with Lake of the Woods MWC
1502307 | 001 | CAMP CONDOR | O | 0 | P | 75 | The system uses spring box water. During dry years, water quits flowing. This water is more susceptible to bacteria. | An old well and pump existed many years ago on the property. West Side Recreation and Parks District would like to update the pump, well, and run a new water line to the existing tank. | 85000 | 2003-01-01 | 19 | Tehachapi District
1500517 | 001 | STOCO MUTUAL WATER COMPANY | O | 0 | P | 85 | This system needs the following items according to Boyle Engineering's Report (March 2007)Water Storage TankBooster PumpsWell Pump RetrofitMiscellaneous Piping (6-inch)6-inch Resilient Seated Gate ValveMagnetic Flow Meter5/8" Water MetersBack - up Generat | Water Storage Tank - System does not meet the fire flow requirements set forth in the Kern County development standards - (System has pressure tank only)Booster Pumps (excluding cement pads)Well Pump RetrofitMiscellaneous Piping (6-inch)6-inch Resilient S | 525000 | 2009-01-01 | 19 | Tehachapi District | STOCO - Water System Improvements
1500518 | 001 | AGBAYANI VILLAGE WATER SYSTEM | O | 0 | P | 100 | Agbayani Village Water System only has one well. Therefore, the water system is unreliable. | As part of this project, Agbayani Village would either develop a second source of supply or develop intertie with City of Delano. | 500000 | 2009-01-01 | 19 | Tehachapi District | Agbayani Village-New Well/Intertie with City of Delano
1502163 | 001 | LINNS VALLEY SCHOOL | O | 0 | P | 100 | Linns Valley School has only well. Therefore, the water system is unreliable. | As part of this project, Linns Valley School will either drill a second well or develop intertie with Linns Court Mutual Water Company. | 500000 | 2009-01-01 | 19 | Tehachapi District | Linns Valley School-New Well/Intertie with Linns Court MWC
2100545 | 001 | WALKER CREEK RANCH EDUCATIONAL CENTER | O | 0 | P | 100 | To develop additional source capacity, should drought conditions threaten current sources. Also to identify problems / leaks in storage and distribution system and repair / repalce components as needed to minimize water loss in storage and distribution sy | Monitor levels and flow rates of current sources (two wells), and be prepared to drill additional wells to suppliment and replace current sources, should they dry up.Also conduct tests and monitoring of distrubtion of storage system to identify sources of | 250000 | 2009-01-01 | 18 | Sonoma District | Walker Creek Ranch Water System, Marin County Office of Education
1502753 | 002 | TEHACHAPI CHURCH OF THE NAZARENE | O | 0 | P | 119 | Tehachapi Church of the Nazarene has only well. Therefore, the water system is unreliable. | As part of the project, the Tehachapi Church the Nazarene will drill a new well or develop intertie with City of Tehachapi. | 500000 | 2009-01-01 | 19 | Tehachapi District | Tehachapi Church of the Nazarine-New Well/Intertie with City of Tehachapi
1502691 | 001 | TUSD - MONROE HIGH SCHOOL | O | 0 | P | 130 | TUSD-Monroe High School has only well. Therefore, the school water system is unreliable. | As part of this project, the school will drill a new well. | 200000 | 2009-01-01 | 19 | Tehachapi District | TUSD Monroe High School-New Well
4100538 | 001 | CAMP JONES GULCH | O | 0 | P | 200 | Inadequate supply. | Drill a new well to increase the recovery time and volume of the system. | 20000 | 1998-01-01 | 17 | Santa Clara District | New well (1997)
4900705 | 001 | GEYSERVILLE EDUCATIONAL PARK | O | 0 | P | 200 | Delapidated chlorination system | Replace chlorinator | 60000 | 2003-01-01 | 18 | Sonoma District | Chlorination System Upgrade
4300986 | 001 | CINNABAR HILLS GOLF CLUB | O | 0 | P | 225 | The problems with our detention time and current GAC system make it very difficult to control TTHM's throughout the year. | Our current GAC system is very costly to replace (7500) 4 times per year. What we would like to do is modify the GAC system to 14 smaller vessels that could be replaced on site by current staff. The appropriate GAC has been determined by Water Works Eng | 55000 | 2010-01-01 | 17 | Santa Clara District | Cinnabar Hills TTHM
2100538 | 001 | TOMALES HIGH SCHOOL | O | 0 | P | 227 | Old tanks and poor treatment system | Replace tank and treatment system | 250000 | 2004-01-01 | 18 | Sonoma District | Tank and Treatment Design
1502068 | 001 | DI GIORGIO SCHOOL WATER SYSTEM | O | 0 | P | 230 | Existing well is not producing probably because perforations have been closed off. well originally drilled in 1949. | No water for public school. Must drill new well. | 150000 | 2003-01-01 | 19 | Tehachapi District
1502068 | 002 | DI GIORGIO SCHOOL WATER SYSTEM | O | 0 | P | 230 | Di Giorgio School has only one well. Therefore, the water system is unreliable. | As part of this project, the Di Giorgio School will either drill a second well or develop intertie with Arvin CSD. | 500000 | 2009-01-01 | 19 | Tehachapi District | Di Giorgio School-New Well/Intertie with Arvin CSD
4300937 | 001 | FIELD SPORTS PARK/MARIPOSA LODGE/COYOTE | O | 0 | P | 250 | Source protection needed. Also, meters need to be installed. | Construct structure at well site and install meters to FSP and Mariposa. | 8000 | 1998-01-01 | 17 | Santa Clara District
1502756 | 001 | KERN VALLEY COURTS COMPLEX | O | 0 | P | 290 | Kern Valley Courts Complex has only one active well. Therefore, the water system is unreliable. | As part of the project, kern Valley Courts Complex will either drill a new well or develop intertie with CWS-Lakeland system. | 500000 | 2009-01-01 | 19 | Tehachapi District | Kern Valley Courts Complex-New Well/Intertie with CWS Lakeland System
2900563 | 001 | BITNEY SPRINGS CENTER WATER SYSTEM | O | 0 | P | 400 | Failing water storage tanks, poly tanks are cracking and may fail at any time | Replace two 10,000 gallon poly tanks, or construct new steel tank on site | 50000 | 2002-01-01 | 21 | Valley District
1502074 | 001 | EL TEJON ELEMENTARY SCHOOL | O | 0 | P | 550 | El-Tejon Elementary School has only well. So, the water system is unreliable. | As part of this project, El Tejon School will either drill a second well or develop intertie with Lebec County Water District | 500000 | 2009-01-01 | 19 | Tehachapi District | El Tejon Elementary School-New Well/Intertie with Lebec CWD
2300584 | 001 | MENDOCINO SCHOOL DISTRICT- MENDOCINO | O | 0 | P | 750 | Project DescriptionReplace an aging and inadequately sized domestic water system for the Mendocino Unified School District. The current system is not reliable and does not meet requirements for water pressure. Existing Water SystemMany of the schools | Proposed new SystemThe current water system must be abandoned and replaced with a new system. The new system provides over a mile of new piping including new 12 inch, and then reduced to 10 inch, piping from the well site to the schools. The new line w | 1889750 | 2008-10-01 | 3 | Mendocino District | Mendocino Unified School District Universal Pre-App
1502229 | 001 | RIO BRAVO GREELY SCHOOL WATER SYSTEM | O | 0 | P | 887 | Rio Bravo Greely School has only one well. Therefore, the water system is unreliable. | As part of this project, Rio bravo Greely School will drill a second well or devlop an intertie with vaughn Water Company. | 500000 | 2009-01-01 | 19 | Tehachapi District | Rio Bravo Greely School-New Well/Intertie with Vaughn Water Company
2910300 | 002 | MALAKOFF DIGGINS SHP | O | 0 | N | 25 | Currently the Malakoff State Historic Park main water line runs from the Derbec Well storage tank to the town of North Bloomfield. The line has numerious leaks and cracks in it. We are repairing it on a weekly basis and it will soon have more patches on | We would like to replace the waterline running through Malakoff Diggins State Historic Park to stop water loss from the pipe. We propose to run the pipe in the same location as it is right now from the upper park water storage tank to the lower town tank | 350000 | 2008-01-01 | 21 | Valley District | Malakoff Main Water Line Replacement
3104457 | 001 | SKY MOUNTAIN CHRISTIAN CAMP | O | 0 | N | 25 | Current water treatment plant is nearly 15 years old. Treatment plant is producing less than 50% of total production that plant was designed for. Due to new regulations (LT2ESWTR) current plant may not be able to meet new regulation requirments for r | To furnish the labor, equipment , and material necessary for the construction of a 6" steel cased commercial water well to the estimated depth of 850'. Step #1: Bore hole drilled to 50'Step #2: Bore hole drilled to 850'Step #3: Submit 6" stell casing to a | 85000 | 2010-01-01 | 2 | Lassen District | Sky Mtn. Well Construction
3200139 | 002 | Almanor Heights MWC | O | 0 | N | 25 | Fifty year old 4 steel pipe watermain and one-4 fire hydrant are aged and need to be updated for improved domestic water supply and provide required fire protection. | Installation of 1347 of 8 PVC pipe, retirement of 1347 of 4 steel pipe plus installation of one 6 dry barrel fire hydrant. This project will also include six 8 gate values and three 6 hydrant controls plus pavement cutting and replacement. This pro | 162751 | 2008-01-01 | 2 | Lassen District | Water line replacement on upper Scott and lower Terrace
4200626 | 001 | FREMONT/SY IMPROVEMENT ASSN. | O | 0 | N | 25 | replace existing 50 year old water tank (approximately $12,000) and 60 year old water lines (approx $20,000) | 1. In order to replace the 50 year old tank, it must be first disconnected and removed with a helicopter, the tank-bed must be leveled and a new water-tank flown in. After new tank is leveled, all fittings, hoses and connectors must be replaced &/or recon | 20000 | 2010-01-01 | 6 | Santa Barbara District | Fremont-Santa Ynez Improvement Association Account #4200626
4300612 | 001 | MT. MADONNA COUNTY PARK | O | 0 | N | 25 | Unable to monitor water usage, implement water conservation, manage watershed, etc. | Install two water meters at wells. | 3500 | 1998-01-01 | 17 | Santa Clara District
4300616 | 002 | UVAS CANYON COUNTY PARK | O | 0 | N | 25 | Unable to monitor water usage & demand, detect leaks, implement conservation program, etc. | Install water meters in system. | 3500 | 1998-01-01 | 17 | Santa Clara District
2800683 | 001 | COUNTRY INN, THE | O | 0 | N | 29 | Need back-up well or additional storage and treatment for hard water. | Install back well or additional storage and treatment for hard water. | 40000 | 1998-01-01 | 3 | Mendocino District
3103279 | 001 | APPLEGATE INN | O | 0 | N | 34 | Low capacity for existing users. Expansion NOT covered by SRF | Expand water system | 50000 | 2005-01-01 | 2 | Lassen District | Expansion for Existing Users
3301097 | 001 | Camp Joe Scherman | O | 0 | N | 100 | The water system is in need of proper level monitoring equipment for two tanks and three wells that feed the system. A monitoring would greatly assist in water conservation through observing aquifer levels and usage. The system would greatly benefit from | The water provides drinking, living, and irrigation water for Girl Scouts who reside on the property throughout the year and the maintenance staff (two live on site) who work there. Approximately 4500 Girl Scouts and others stay on the property over the y | 85000 | 2009-01-01 | 20 | Riverside District | Camp Scherman Water System Upgrade
4300737 | 001 | JOSEPH GRANT COUNTY PARK | O | 0 | N | 100 | Unable to monitor water usage & demand, detect leaks, implement water conservation measures, etc. | Install water meters in system. | 3500 | 1998-01-01 | 17 | Santa Clara District
4700517 | 002 | SAWYERS BAR COUNTY WATER DISTRICT | O | 0 | N | 100 | Jessup Gulch is only source during summer and is in forested area. If forest fire occurred, it would make Jessup Gulch unuseable. | Rehabilitate existing well next to Salmon River and make emergency backup source. | 19340 | 2007-01-01 | 1 | Klamath District | Emergency Well Rehabilitation
5601701 | 001 | DENNISON PARK | O | 0 | N | 100 | Dennison Park's water distribution system has been inplace since the early 1920's. In those days a natural spring provided the water. Later on a water well located on a property adjacent to the park's southwest corner became the source for the park. In | This project consists of replacing the original water well distribution system, approximately 2,300 l.f. of existing galvanized water distribution main line and fittings with the same amount of PVC Class 150 water distribution lines and fittings with a hy | 118900 | 2009-01-01 | 6 | Santa Barbara District | Dennison Park Water Main Replacement
0910305 | 001 | CA STATE PARKS - EMERALD BAY, BOAT CAMPG | O | 0 | N | 125 | The Eagle Point Campground Water System is located within Emerald Bay State Park on the shores of Lake Tahoe's Emerald Bay. The campground is open only during the summer months and is a popular camping location for thousands of campers from around the wo | We plan on taking tank #1 a 25,000 gallon water tank and having it bead blasted and then re epoxy coated. The epoxy coating we will use will be NSF and AWWA certified.the entire inside of the tank including all support beams, roof and roof beams will be | 125000 | 2010-01-01 | 9 | Sacramento District | Replace/Repair 2 25,000 Gallon Water Storage Tank at Eagle Point Campground
1900008 | 001 | BIG ROCK CREEK CAMP | O | 0 | N | 125 | FUNDING FOR EXPANSION | FUNDS WOULD BE USED TO MAKE SYSTEM OPERATIONAL. | 450000 | 1998-01-01 | 16 | Central District
3400123 | 001 | ELKHORN BOAT LAUNCH ¬SWS? | O | 0 | N | 138 | Well deficiencies need correction. | Replace existing chlorination system. | 5000 | 1998-01-01 | 9 | Sacramento District
1000130 | 001 | CAMP SEQUOIA/GAINES WATER SYS | O | 0 | N | 160 | Experiencing low production from well - insufficient at times to supply adequate quantities of water. | Drill new well and tie it in to existing system. | 20000 | 2003-01-01 | 23 | Fresno District | Add source capacity
3700235 | 001 | YOUNG LIFE OAKBRIDGE CAMP | O | 0 | N | 220 | Current treatment/filter system has degraded and does not meet requirements at peak water demands. | Remove and replace current filter and treatment system. Install new well and transfer pumps. | 134359.5 | 2010-01-01 | 14 | San Diego District | Well 2 treatment plant upgrade
3700235 | 002 | YOUNG LIFE OAKBRIDGE CAMP | O | 0 | N | 220 | Well production has decreased and well head construction does not meet current health standards. | Upgrade well to current standards and refurbish to meet increased water demand. | 137000 | 2010-01-01 | 14 | San Diego District | Well 1 refurbish and filter system
3700235 | 003 | YOUNG LIFE OAKBRIDGE CAMP | O | 0 | N | 220 | Current well system will not meet projected water demands. | Drilling of new well, install treatment system, connect electrical with transformer, construct access road, install transfer tank and pump, connect to current water system and construct pump house and protection fencing. | 239907.79 | 2010-01-01 | 14 | San Diego District | New Well Construction
3700235 | 004 | YOUNG LIFE OAKBRIDGE CAMP | O | 0 | N | 220 | Current water filtration has degraded and has difficulty meeting peak demand requirements. | Installation of new NSF61 rated water filtration system. | 6525 | 2010-01-01 | 14 | San Diego District | Kitchen water purification
3600534 | 003 | De Benneville Pines Inc | O | 0 | N | 250 | Existing well is inaccessible and unable to be upgraded or maintained | Drill a replacement well | 30000 | 2003-01-01 | 13 | San Bernardino District | Drill a new well
1000051 | 001 | HUNTINGTON PINES MUTUAL | O | 0 | N | 300 | WE ONLY HAVE ONE WELL WHICH FEEDS INTO OUR DISTRIBUTION LOOP. HILLSIDE LOCATION WITH 100,000 GAL. STORAGE TANK AT TOP, WELL APPROX. 1/2 WAY DOWN HILLSIDE. | DRILL SECOND WELL FOR BACK-UP. DISCONNECT WELLS TO DISTRIBUTION SYSTEM AND CONNECT THEM TO THE STORAGE TANK | 35000 | 1998-01-01 | 23 | Fresno District
3200019 | 001 | Oakland Feather River Camp | O | 0 | N | 300 | Oakland Camp faces numerous problems in delivering quality drinking water due to a low-performing well, a poorly retrofitted treatment plant and a deficient, decrepit distribution system which have foregone even routine maintenance for over a decade. | The project is only in the conception stages at this point since money is not currently available to do any of the work. If funded, the project requires study of all aspects of the system to install an adquate system to meet needs of the camp. Throug | 1000000 | 2008-01-01 | 2 | Lassen District | Oakland Camp/Camps in Common Water System
3000940 | 001 | CASPERS REGIONAL WILDERNESS PARK | O | 0 | N | 500 | The current water storage tank for Caspers Park is a 25,000 gallon reservoir. The demand in the park during the summer months has approached 75,000 to 80,000 gallons a week. The current yield from the well is much lower and cannot keep up with this deman | This project will replace the current 25k gallon reservoir with a new 50k gallon reservoir. Plans are to remove the current reservoir and replace with new piping, new controls a welded steel reservoir. | 150000 | 2010-01-01 | 8 | Santa Ana District | Storage tank replacement
4800651 | 001 | LAKE SOLANO PARK | O | 0 | N | 1000 | In October of 2008 Well number 1 in the Day Use Park test positive for both E coli and Coliform bacteria. Posting were placed throughout the Campground and Day Use Park. The problem was corrected with in a 20 day period. Youth Center consists of one well, | The proposed project would fund the upgrading of current facilities that are in place.Youth Center consists of one well, a chlorinator and a 300 gallon pressure tank and a 500 gallon holding tank. The system services approximately 1500 visitors a year. | 200000 | 2010-01-01 | 4 | San Francisco District | Lake Solano well replacement and upgrade
2610300 | 001 | CSP - BODIE SHP | O | 0 | N | 2500 | Bodie State Historic Park is a ghost town located in the High Desert of the Eastern Sierras. The park is a Registered Historic Landmark in California and has a yearly park visitation of 250,000 people. The park receives its water supply from 2 locations | We plan on repairing the existing concrete structure at Rough Creek to prevent it from further failure. The structure is currently in good condition and just needs minor repairs. The top and roof section of the box is in major need or repair and would b | 35000 | 2010-01-01 | 13 | San Bernardino District | Bodie State Historic Park Repair and Security Fencing for Springs (2009)
2610300 | 002 | CSP - BODIE SHP | O | 0 | N | 2500 | The current water distribution system at Bodie State Historic Park was installed in the early 70's. The system has numerous leaks and we are continually repairing them as found. Most of the leaks go undetected due to the fact that the soil is so porous | With this project, we would like to install new pipe or re-line the existing pipes within the park to get them back to fully operational status. If we re-line all of the distribution lines, we would only have to pothole certain areas where the main line | 350000 | 2010-01-01 | 13 | San Bernardino District | Repair/Replace Water Distribution System and Storage Facility (2009)
0910301 | 001 | CA STATE PARKS - D.L. BLISS | O | 0 | N | 2800 | The main water distribution system at D. L. Bliss State Park leaks almost as much water as we produce. During the winter months when the park is closed and we have only 2 employees living their, we have a water usage of over 10,000 gallons per day. This | Due to the length of the water system, (approximately 20,000 feet) at D. L. Bliss State Park, we would like to line the existing waterline within the park instead of installing new. By doing this, we would be able to pothole down to the line where we wou | 750000 | 2010-01-01 | 9 | Sacramento District | D. L. Bliss State Park Main Waterline Rehabilitation Project
0105010 | 001 | EBRPD - DEL VALLE REGIONAL PARK | O | 0 | N | 10000 | The Del Valle Water Treatment Plant is very old, fragile and requires renovation. Recent and periodic turbidity spikes of the finished water have exceeded state water standards of 0.3 NTU’s. The elevated turbidity levels result in concern over adequate di | The Del Valle Water Treatment Plant currently utilizes conventional filtration to render potable water supply for a very popular park in Livermore. This project will install appropriate equipment utilizing membrane filtration technologies (either ultra or | 1500000 | 2008-01-01 | 4 | San Francisco District | Del Valle Water Treatment Plant