## Criteria
| Is it a RB2 facility (Y/N)? | Y
| Hardness (mg/L CaCO3) | 68 | For Cd, Cr(III), Cu, Pb, Ni, Ag, Zn - not applicable to Se
| pH (s.u.) | 7.8
Note: DO NOT enter any value for the column that is NOT applicable
Note: Numbers in blue have formula in the cells - calculates values automatically
|  | Lowest (most stringent) Criteria e | Basin Plan Objectives (ug/L)- Regional Board 2 | [9 empty] | CTR Water Quality Criteria (ug/L)
|  |  | from Table 4-3 |  | Freshwater (from Table 3-4) |  |  |  | Saltwater (from Table 3-3) |  |  |  | Freshwater |  | Saltwater |  | Human Health for consumption of: |  | Factors for Metals Freshwater Criteria Calculation |  |  |  | Conversion Factor (CF)
# in CTR | PRIORITY POLLUTANTS |  | Shallow Water | Deep Water (24-hr) | 4-day | 1-hr | 24-hr | Max | 4-day | 1-hr | 24-hr | Max | CMC (acute) | CCC (chronic) | CMC (acute) | CCC (chronic) | Water & organisms | Organisms only | ma | ba | mc | bc | freshwater acute criteria | freshwater chronic criteria | saltwater acute criteria | saltwater chronic criteria
|  | ug/L | ug/L | ug/L | ug/L | ug/L | ug/L | ug/L | ug/L | ug/L | ug/L | ug/L | ug/L | ug/L | ug/L | ug/L | ug/L | ug/L
1 | Antimony | 14 | [14 empty] | 14
2 | Arsenic | 36 |  |  | 190 | 360 |  |  | 36 | 69 |  |  | 340 | 150 | 69 | 36 | [6 empty] | 1 | 1 | 1 | 1
3 | Beryllium | No Criteria
4 | Cadmium | 0.83791 |  |  | 0.83791 | 2.5386 |  |  | 9.3 | 43 |  |  | 2.9239 | 1.8188 | 42.2535 | 9.3561 |  |  | 1.128 | -3.6867 | 0.7852 | -2.715 | 0.96014 | 0.92514 | 0.994 | 0.994
5a | Chromium (III) | 150.9241 | [10 empty] | 1266.2016 | 150.9241 |  |  |  |  | 0.819 | 3.688 | 0.819 | 1.561 | 0.316 | 0.86
5b | Chromium (VI) or total Cr | 11 |  |  | 11 | 16 |  |  | 50 | 1100 |  |  | 16.2933 | 11.4345 | 1107.7543 | 50.3525 | [6 empty] | 0.982 | 0.962 | 0.993 | 0.993
6 | Copper | 3.7349 |  |  | 8.5043 | 12.3249 | [6 empty] | 9.734 | 6.7098 | 5.7831 | 3.7349 | 1300 |  | 0.9422 | -1.7 | 0.8545 | -1.702 | 0.96 | 0.96 | 0.83 | 0.83
7 | Lead | 1.9473 |  |  | 1.9473 | 49.9705 |  |  | 5.6 | 140 |  |  | 49.9705 | 1.9473 | 220.8202 | 8.5174 |  |  | 1.273 | -1.46 | 1.273 | -4.705 | 0.8472 | 0.8472 | 0.951 | 0.951
8 | Mercury | 0.025 |  |  | 0.025 | 2.4 |  |  | 0.025 | 2.1 | [6 empty] | 0.05
9 | Nickel | 7.1 |  |  | 113.7728 | 1023.4182 | 56 | 1100 |  |  | 7.1 | 140 | 338.5607 | 37.6414 | 74.7475 | 8.2828 | 610 |  | 0.846 | 2.255 | 0.846 | 0.0584 | 0.998 | 0.997 | 0.99 | 0.99
10 | Selenium | 5 | [10 empty] | 20 | 5 | 20 | 5 | [8 empty] | 0.998 | 0.998
11 | Silver | 2.0908 | [5 empty] | 2.0908 |  |  |  | 2.3 | 2.0908 |  | 2.2353 |  |  |  | 1.72 | -6.52 |  |  | 0.85 |  | 0.85
12 | Thallium | 1.7 | [14 empty] | 1.7
13 | Zinc | 58 |  |  | 76.4463 | 84.4018 | 58 | 170 |  |  | 58 | 170 | 86.4174 | 86.4174 | 95.1374 | 85.6237 |  |  | 0.8473 | 0.884 | 0.8473 | 0.884 | 0.978 | 0.986 | 0.946 | 0.946
14 | Cyanide | 1 |  |  | 5.2 | 22 |  |  |  | 5 |  |  | 22 | 5.2 | 1 | 1 | 700
15 | Asbestos | No Criteria | [14 empty] | 7,000,000 fibers/L
16 | 2,3,7,8-TCDD (Dioxin) | 1.3e-08 | [14 empty] | 1.3e-08
17 | Acrolein | 320 | [14 empty] | 320
18 | Acrylonitrile | 0.059 | [14 empty] | 0.059
19 | Benzene | 1.2 | [14 empty] | 1.2
20 | Bromoform | 4.3 | [14 empty] | 4.3
21 | Carbon Tetrachloride | 0.25 | [14 empty] | 0.25
22 | Chlorobenzene | 680 | [14 empty] | 680
23 | Chlorodibromomethane | 0.41 | [14 empty] | 0.41
24 | Chloroethane | No Criteria
25 | 2-Chloroethylvinyl Ether | No Criteria
26 | Chloroform | No Criteria
27 | Dichlorobromomethane | 0.56 | [14 empty] | 0.56
28 | 1,1-Dichloroethane | No Criteria
29 | 1,2-Dichloroethane | 0.38 | [14 empty] | 0.38
30 | 1,1-Dichloroethylene | 0.057 | [14 empty] | 0.057
31 | 1,2-Dichloropropane | 0.52 | [14 empty] | 0.52
32 | 1,3-Dichloropropylene | 10 | [14 empty] | 10
33 | Ethylbenzene | 3100 | [14 empty] | 3100
34 | Methyl Bromide | 48 | [14 empty] | 48
35 | Methyl Chloride | No Criteria
36 | Methylene Chloride | 4.7 | [14 empty] | 4.7
37 | 1,1,2,2-Tetrachloroethane | 0.17 | [14 empty] | 0.17
38 | Tetrachloroethylene | 0.8 | [14 empty] | 0.8
39 | Toluene | 6800 | [14 empty] | 6800
40 | 1,2-Trans-Dichloroethylene | 700 | [14 empty] | 700
41 | 1,1,1-Trichloroethane | No Criteria
42 | 1,1,2-Trichloroethane | 0.6 | [14 empty] | 0.6
43 | Trichloroethylene | 2.7 | [14 empty] | 2.7
44 | Vinyl Chloride | 2 | [14 empty] | 2
45 | Chlorophenol | 120 | [14 empty] | 120
46 | 2,4-Dichlorophenol | 93 | [14 empty] | 93
47 | 2,4-Dimethylphenol | 540 | [14 empty] | 540
48 | 2-Methyl-4,6-Dinitrophenol | 13.4 | [14 empty] | 13.4
49 | 2,4-Dinitrophenol | 70 | [14 empty] | 70
50 | 2-Nitrophenol | No Criteria
51 | 4-Nitrophenol | No Criteria
52 | 3-Methyl-4-Chlorophenol | No Criteria
53 | Pentachlorophenol | 0.28 | [10 empty] | 19.4919 | 14.9543 | 13 | 7.9 | 0.28
54 | Phenol | 21000 | [14 empty] | 21000
55 | 2,4,6-Trichlorophenol | 2.1 | [14 empty] | 2.1
56 | Acenaphthene | 1200 | [14 empty] | 1200
57 | Acenephthylene | No Criteria
58 | Anthracene | 9600 | [14 empty] | 9600
59 | Benzidine | 0.00012 | [14 empty] | 0.00012
60 | Benzo(a)Anthracene | 0.0044 | [14 empty] | 0.0044
61 | Benzo(a)Pyrene | 0.0044 | [14 empty] | 0.0044
62 | Benzo(b)Fluoranthene | 0.0044 | [14 empty] | 0.0044
63 | Benzo(ghi)Perylene | No Criteria
64 | Benzo(k)Fluoranthene | 0.0044 | [14 empty] | 0.0044
65 | Bis(2-Chloroethoxy)Methane | No Criteria
66 | Bis(2-Chloroethyl)Ether | 0.031 | [14 empty] | 0.031
67 | Bis(2-Chloroisopropyl)Ether | 1400 | [14 empty] | 1400
68 | Bis(2-Ethylhexyl)Phthalate | 1.8 | [14 empty] | 1.8
69 | 4-Bromophenyl Phenyl Ether | No Criteria
70 | Butylbenzyl Phthalate | 3000 | [14 empty] | 3000
71 | 2-Chloronaphthalene | 1700 | [14 empty] | 1700
72 | 4-Chlorophenyl Phenyl Ether | No Criteria
73 | Chrysene | 0.0044 | [14 empty] | 0.0044
74 | Dibenzo(a,h)Anthracene | 0.0044 | [14 empty] | 0.0044
75 | 1,2-Dichlorobenzene | 2700 | [14 empty] | 2700
76 | 1,3-Dichlorobenzene | 400 | [14 empty] | 400
77 | 1,4-Dichlorobenzene | 400 | [14 empty] | 400
78 | 3,3'-Dichlorobenzidine | 0.04 | [14 empty] | 0.04
79 | Diethyl Phthalate | 23000 | [14 empty] | 23000
80 | Dimethyl Phthalate | 313000 | [14 empty] | 313000
81 | Di-n-Butyl Phthalate | 2700 | [14 empty] | 2700
82 | 2,4-Dinitrotoluene | 0.11 | [14 empty] | 0.11
83 | 2,6-Dinitrotoluene | No Criteria
84 | Di-n-Octyl Phthalate | No Criteria
85 | 1,2-Diphenylhydrazine | 0.04 | [14 empty] | 0.04
86 | Fluoranthene | 300 | [14 empty] | 300
87 | Fluorene | 1300 | [14 empty] | 1300
88 | Hexachlorobenzene | 0.00075 | [14 empty] | 0.00075
89 | Hexachlorobutadiene | 0.44 | [14 empty] | 0.44
90 | Hexachlorocyclopentadiene | 240 | [14 empty] | 240
91 | Hexachloroethane | 1.9 | [14 empty] | 1.9
92 | Indeno(1,2,3-cd) Pyrene | 0.0044 | [14 empty] | 0.0044
93 | Isophorone | 8.4 | [14 empty] | 8.4
94 | naphthalene | No Criteria
95 | Nitrobenzene | 17 | [14 empty] | 17
96 | N-Nitrosodimethylamine | 0.00069 | [14 empty] | 0.00069
97 | N-Nitrosodi-n-Propylamine | 0.005 | [14 empty] | 0.005
98 | N-Nitrosodiphenylamine | 5 | [14 empty] | 5
99 | Phenanthrene | No Criteria
100 | Pyrene | 960 | [14 empty] | 960
101 | 1,2,4-Trichlorobenzene | No Criteria
102 | Aldrin | 0.00013 | [10 empty] | 3 |  | 1.3 |  | 0.00013
103 | alpha-BHC | 0.0039 | [14 empty] | 0.0039
104 | beta-BHC | 0.014 | [14 empty] | 0.014
105 | gamma-BHC | 0.019 | [10 empty] | 0.95 |  | 0.16 |  | 0.019
106 | delta-BHC | No Criteria
107 | Chlordane | 0.00057 | [10 empty] | 2.4 | 0.0043 | 0.09 | 0.004 | 0.00057
108 | 4,4-DDT | 0.00059 | [10 empty] | 1.1 | 0.001 | 0.13 | 0.001 | 0.00059
109 | 4,4-DDE | 0.00059 | [14 empty] | 0.00059
110 | 4,4-DDD | 0.00083 | [14 empty] | 0.00083
111 | Dieldrin | 0.00014 | [10 empty] | 0.24 | 0.056 | 0.71 | 0.0019 | 0.00014
112 | alpha-Endosulfan | 0.0087 | [10 empty] | 0.22 | 0.056 | 0.034 | 0.0087 | 110
113 | beta-Endosulfan | 0.0087 | [10 empty] | 0.22 | 0.056 | 0.034 | 0.0087 | 110
114 | Endosulfan Sulfate | 110 | [14 empty] | 110
115 | Endrin | 0.0023 | [10 empty] | 0.086 | 0.036 | 0.037 | 0.0023 | 0.76
116 | Endrin Aldehyde | 0.76 | [14 empty] | 0.76
117 | Heptachlor | 0.00021 | [10 empty] | 0.52 | 0.0038 | 0.053 | 0.0036 | 0.00021
118 | Heptchlor Epoxide | 0.0001 | [10 empty] | 0.52 | 0.0038 | 0.053 | 0.0036 | 0.0001
119-125 | PCBs sum (2) | 0.00017 | [11 empty] | 0.014 |  | 0.03 | 0.00017
126 | Toxaphene | 0.0002 | [10 empty] | 0.73 | 0.0002 | 0.21 | 0.0002 | 0.00073
| Tributyltin | 0.01 | [6 empty] | 0.01
Notes:
(1) | Receiving body: hardness (adjusted geometric mean) = 68 mg/L as CaCO3
(2) | Reasonable Potential Analysis based on the lowest CTR criteria except for arsenic, cadmium, chromium, lead, mercury, nickel,
and zinc where the lowest Basin Plan water quality objectives are more stringent, therefore apply.
(3) | PCBs sum refers to sum of PCB 1016, 1221, 1232, 1242, 1248, 1254, and 1260
Note on B1: RB2: BP criteria selected for As, Cd, Cr, Pb, Hg, Ni, Se, Ag, Zn, and CN
Note on B12: select BP criteria for RB2
Note on B14: select BP criteria for RB2
Note on B16: select BP criteria for RB2
Note on B18: select BP criteria for RB2
Note on B19: select BP criteria for RB2
Note on B20: select BP criteria for RB2
Note on B22: select BP criteria for RB2
Note on B24: select BP criteria for RB2
Note on F14: see footnote 'e' in BP, Table 3-4
Note on F17: see footnote 'g' in BP, Table 3-4
Note on F18: see footnote 'h' in BP, Table 3-4
Note on F19: although 0.012 is desirable, compliance can only be met at 0.025 det. Limit. See BP footnote for details. Table 3-4.
Note on F20: see footnote 'j' in BP, Table 3-4
Note on F24: see footnote 'j'in BP, Table 3-4 5/1/02 Formula corrected per BP Amendments 2/1997
Note on G14: see footnote 'e' in BP, Table 3-4
Note on G17: see footnote 'g' in BP, Table 3-4
Note on G18: see footnote 'h' in BP, Table 3-4
Note on G20: see footnote 'g' in BP, Table 3-4
Note on G24: see footnote 'g'in BP, Table 3-4 5/1/02 Formula corrected per BP Amendments 2/1997
Note on I22: see footnote 'k' in BP, Table 3-4
Note on J132: It is an EPA revised criteria (sw). For details, see email from RB2 (LR).
Note on N14: used eq in paragraph b(2) - page 31717 of CTR
Note on N15: used eq in paragraph b(2) - page 31717 of CTR
Note on N17: used eq in paragraph b(2) - page 31717 of CTR
Note on N18: used eq in paragraph b(2) - page 31717 of CTR
Note on N20: used eq in paragraph b(2) - page 31717 of CTR
Note on N21: see footnote 'p'
Note on N22: used eq in paragraph b(2) - page 31717 of CTR
Note on N24: used eq in paragraph b(2) - page 31717 of CTR
Note on N64: see footnote 'f'
Note on O14: used eq in paragraph b(2) - page 31717 of CTR
Note on O15: used eq in paragraph b(2) - page 31717 of CTR
Note on O17: used eq in paragraph b(2) - page 31717 of CTR
Note on O18: used eq in paragraph b(2) - page 31717 of CTR
Note on O20: used eq in paragraph b(2) - page 31717 of CTR
Note on O24: used eq in paragraph b(2) - page 31717 of CTR
Note on O64: see footnote 'f'
Note on P14: laducan: These reflect the values in the CTR, not the revised Cd criteria published in April 2000.
Note on P21: Refer to CTR, footnotes p and q, for explanation. NTR values apply to Suisun Bay, both freshwater and saltwater values.
Note on Q21: Refer to CTR, footnotes p and q, for explanation. NTR values apply to Suisun Bay, both freshwater and saltwater values.
Note on T8: Table 1 of paragraph b(2) - page 31717 of CTR
Note on T14: laducan: These reflect the values in the CTR, not the revised Cd criteria/factors published in April 2000.
Note on X8: Table 2 of paragraph b(2) - page 31717 of CTR
Note on X14: used eq in Table 3 of paragrapg (b)(2)- page 31717 of CTR
Note on X18: used eq in Table 3 of paragrapg (b)(2)- page 31717 of CTR
Note on Y14: used eq in Table 3 of paragrapg (b)(2)- page 31717 of CTR
Note on Y18: used eq in Table 3 of paragrapg (b)(2)- page 31717 of CTR

## input for RPA
Green highlight checks for input inconsistency (see "input check" spreadsheet for logic)
Yellow highlights are user input
|  | EFFLUENT DATA |  |  |  |  | RECEIVING WATER (BACKGROUND) DATA (B)
| Constituent name | Effluent Data Available (Y/N)? | Are all data points non-detects (Y/N)? | If all data points ND Enter the min detection limit (MDL) (ug/L) | Enter the pollutant effluent detected max conc (ug/L) | Input Check | B Available (Y/N)? | Are all B non-detects (Y/N)? | If all data points ND Enter the min detection limit (MDL) (ug/L) | Enter the Detected Maximum Background Conc | Input Check | 7) Review other information in the SIP page 4. If information is unavailable or insufficient: 8) the RWQCB shall establish interim monitoring requirements.
1 | Antimony | Y | N |  | 0.8 |  | Y | N |  | 0.337
2 | Arsenic | Y | N |  | 12 |  | Y | N |  | 3.65
3 | Beryllium | N |  |  |  |  | Y | N |  | 0.126 |  | No Criteria
4 | Cadmium | Y | N |  | 0.04 |  | Y | N |  | 0.06
5a | Chromium (III) | Y | N |  | 2.1 |  | N
5b | Chromium (VI) | Y | N |  | 2.6 |  | N
6 | Copper | Y | N |  | 12.1 |  | Y | N |  | 9.9
7 | Lead | Y | N |  | 0.39 |  | Y | N |  | 2.35
8 | Mercury | Y | N |  | 0.029 |  | Y | N |  | 0.0377
9 | Nickel | Y | N |  | 14 |  | Y | N |  | 21.8
10 | Selenium | Y | N |  | 4 |  | Y | N |  | 0.3
11 | Silver | Y | N |  | 0.8 |  | Y | N |  | 0.0566
12 | Thallium | Y | Y | 0.03 |  |  | Y | N |  | 0.14
13 | Zinc | Y | N |  | 22 |  | Y | N |  | 18.2
14 | Cyanide | Y | N |  | 6 |  | Y | N |  | 0.5
15 | Asbestos | N |  |  |  |  | N |  |  |  |  | No Criteria
16 | 2,3,7,8 TCDD | Y | N |  | 6.466e-08 |  | Y | N |  | 4.8e-08
17 | Acrolein | Y | Y | 3 |  |  | Y | Y | 0.5
18 | Acrylonitrile | Y | Y | 1 |  |  | Y | Y | 0.05
19 | Benzene | Y | Y | 0.3 |  |  | Y | Y | 0.05
20 | Bromoform | Y | N |  | 17 |  | Y | Y | 0.5
21 | Carbon Tetrachloride | Y | Y | 0.3 |  |  | Y | N |  | 0.06
22 | Chlorobenzene | Y | Y | 0.3 |  |  | Y | Y | 0.5
23 | Chlorodibromomethane | Y | N |  | 2.9 |  | Y | Y | 0.05
24 | Chloroethane | Y | Y | 0.3 |  |  | Y | Y | 0.5 |  |  | No Criteria
25 | 2-Chloroethylvinyl ether | Y | Y | 1 |  |  | Y | Y | 0.5 |  |  | No Criteria
26 | Chloroform | Y | N |  | 0.8 |  | Y | Y | 0.5 |  |  | No Criteria
27 | Dichlorobromomethane | Y | N |  | 1.1 |  | Y | Y | 0.05
28 | 1,1-Dichloroethane | Y | Y | 0.3 |  |  | Y | Y | 0.05 |  |  | No Criteria
29 | 1,2-Dichloroethane | Y | Y | 0.3 |  |  | Y | N |  | 0.04
30 | 1,1-Dichloroethylene | Y | Y | 0.3 |  |  | Y | Y | 0.5
31 | 1,2-Dichloropropane | Y | Y | 0.3 |  |  | Y | Y | 0.05
32 | 1,3-Dichloropropylene | Y | Y | 0.6 |  |  | N
33 | Ethylbenzene | Y | Y | 0.3 |  |  | Y | Y | 0.5
34 | Methyl Bromide | Y | N |  | 1.7 |  | Y | Y | 0.5
35 | Methyl Chloride | Y | N |  | 0.7 |  | Y | Y | 0.5 |  |  | No Criteria
36 | Methylene Chloride | Y | Y | 2 |  |  | Y | Y | 0.5
37 | 1,1,2,2-Tetrachloroethane | Y | Y | 0.3 |  |  | Y | Y | 0.05
38 | Tetrachloroethylene | Y | Y | 0.3 |  |  | Y | Y | 0.05
39 | Toluene | Y | N |  | 0.7 |  | Y | Y | 0.3
40 | 1,2-Trans-Dichloroethylene | Y | Y | 0.3 |  |  | Y | Y | 0.5
41 | 1,1,1-Trichloroethane | Y | Y | 0.3 |  |  | Y | Y | 0.5 |  |  | No Criteria
42 | 1,1,2-Trichloroethane | Y | Y | 0.3 |  |  | Y | Y | 0.05
43 | Trichloroethylene | Y | Y | 0.3 |  |  | Y | Y | 0.5
44 | Vinyl Chloride | Y | Y | 0.3 |  |  | Y | Y | 0.5
45 | 2-Chlorophenol | Y | Y | 5 |  |  | Y | Y | 1.2
46 | 2,4-Dichlorophenol | Y | Y | 5 |  |  | Y | Y | 1.3
47 | 2,4-Dimethylphenol | Y | Y | 2 |  |  | Y | Y | 1.3
48 | 2-Methyl- 4,6-Dinitrophenol | Y | Y | 5 |  |  | Y | Y | 1.2
49 | 2,4-Dinitrophenol | Y | Y | 5 |  |  | Y | Y | 0.7
50 | 2-Nitrophenol | Y | Y | 5 |  |  | Y | Y | 1.3 |  |  | No Criteria
51 | 4-Nitrophenol | Y | Y | 5 |  |  | Y | Y | 1.6 |  |  | No Criteria
52 | 3-Methyl 4-Chlorophenol | Y | Y | 1 |  |  | Y | Y | 1.1 |  |  | No Criteria
53 | Pentachlorophenol | Y | Y | 1 |  |  | Y | Y | 1
54 | Phenol | Y | N |  | 34 |  | Y | Y | 1.3
55 | 2,4,6-Trichlorophenol | Y | Y | 5 |  |  | Y | Y | 1.3
56 | Acenaphthene | Y | Y | 5 |  |  | Y | N |  | 0.005
57 | Acenaphthylene | Y | N |  | 0.2 |  | Y | N |  | 0.00012 |  | No Criteria
58 | Anthracene | Y | Y | 0.3 |  |  | Y | N |  | 0.0058
59 | Benzidine | Y | Y | 5 |  |  | Y | Y | 0.0015
60 | Benzo(a)Anthracene | Y | Y | 0.3 |  |  | Y | N |  | 0.0011
61 | Benzo(a)Pyrene | Y | Y | 0.3 |  |  | Y | N |  | 0.00032
62 | Benzo(b)Fluoranthene | Y | Y | 0.3 |  |  | Y | N |  | 0.0019
63 | Benzo(ghi)Perylene | Y | Y | 0.1 |  |  | Y | N |  | 0.00062 |  | No Criteria
64 | Benzo(k)Fluoranthene | Y | Y | 0.3 |  |  | Y | N |  | 0.00093
65 | Bis(2-Chloroethoxy)Methane | Y | Y | 5 |  |  | Y | Y | 0.3 |  |  | No Criteria
66 | Bis(2-Chloroethyl)Ether | Y | Y | 1 |  |  | Y | Y | 0.3
67 | Bis(2-Chloroisopropyl)Ether | Y | Y | 2 |  |  | N
68 | Bis(2-Ethylhexyl)Phthalate | Y | N |  | 46 |  | Y | Y | 10
69 | 4-Bromophenyl Phenyl Ether | Y | Y | 5 |  |  | Y | Y | 0.23 |  |  | No Criteria
70 | Butylbenzyl Phthalate | Y | Y | 5 |  |  | Y | Y | 0.52
71 | 2-Chloronaphthalene | Y | Y | 5 |  |  | Y | Y | 0.3
72 | 4-Chlorophenyl Phenyl Ether | Y | Y | 5 |  |  | Y | Y | 0.3 |  |  | No Criteria
73 | Chrysene | Y | Y | 0.3 |  |  | Y | N |  | 0.001
74 | Dibenzo(a,h)Anthracene | Y | Y | 0.1 |  |  | Y | N |  | 0.00067
75 | 1,2-Dichlorobenzene | Y | Y | 0.3 |  |  | Y | Y | 0.8
76 | 1,3-Dichlorobenzene | Y | Y | 0.3 |  |  | Y | Y | 0.8
77 | 1,4-Dichlorobenzene | Y | N |  | 0.7 |  | Y | Y | 0.8
78 | 3,3 Dichlorobenzidine | Y | Y | 5 |  |  | Y | Y | 0.004
79 | Diethyl Phthalate | Y | Y | 2 |  |  | Y | Y | 0.24
80 | Dimethyl Phthalate | Y | Y | 2 |  |  | Y | Y | 0.24
81 | Di-n-Butyl Phthalate | Y | Y | 5 |  |  | Y | N |  | 1.72
82 | 2,4-Dinitrotoluene | Y | Y | 5 |  |  | Y | Y | 0.27
83 | 2,6-Dinitrotoluene | Y | Y | 5 |  |  | Y | Y | 0.29 |  |  | No Criteria
84 | Di-n-Octyl Phthalate | Y | Y | 5 |  |  | Y | Y | 0.38 |  |  | No Criteria
85 | 1,2-Diphenylhydrazine | Y | Y | 1 |  |  | Y | N |  | 0.0087
86 | Fluoranthene | Y | Y | 5 |  |  | Y | N |  | 0.003
87 | Fluorene | Y | Y | 0.05 |  |  | Y | N |  | 0.0021
88 | Hexachlorobenzene | Y | Y | 1 |  |  | Y | N |  | 5.3e-05
89 | Hexachlorobutadiene | Y | Y | 1 |  |  | Y | Y | 0.3
90 | Hexachlorocyclopentadiene | Y | Y | 5 |  |  | Y | Y | 0.31
91 | Hexachloroethane | Y | Y | 1 |  |  | Y | Y | 0.2
92 | Indeno(1,2,3-cd)Pyrene | Y | Y | 0.05 |  |  | Y | N |  | 0.0013
93 | Isophorone | Y | Y | 1 |  |  | Y | Y | 0.3
94 | Naphthalene | Y | Y | 5 |  |  | Y | N |  | 0.0028 |  | No Criteria
95 | Nitrobenzene | Y | Y | 1 |  |  | Y | Y | 0.25
96 | N-Nitrosodimethylamine | Y | Y | 5 |  |  | Y | Y | 0.3
97 | N-Nitrosodi-n-Propylamine | Y | Y | 5 |  |  | Y | Y | 0.001
98 | N-Nitrosodiphenylamine | Y | Y | 1 |  |  | Y | Y | 0.001
99 | Phenanthrene | Y | Y | 0.05 |  |  | Y | N |  | 0.0041 |  | No Criteria
100 | Pyrene | Y | Y | 0.05 |  |  | Y | N |  | 0.0025
101 | 1,2,4-Trichlorobenzene | Y | Y | 5 |  |  | Y | Y | 0.3 |  |  | No Criteria
102 | Aldrin | Y | N |  | 0.017 |  | N
103 | alpha-BHC | Y | Y | 0.01 |  |  | Y | N |  | 0.000347
104 | beta-BHC | Y | Y | 0.005 |  |  | Y | N |  | 0.000118
105 | gamma-BHC | Y | Y | 0.01 |  |  | Y | N |  | 0.0010032
106 | delta-BHC | Y | Y | 0.005 |  |  | Y | N |  | 3.8e-05 |  | No Criteria
107 | Chlordane | Y | Y | 0.01 |  |  | Y | N |  | 0.000302
108 | 4,4'-DDT | Y | Y | 0.01 |  |  | Y | N |  | 0.000349
109 | 4,4'-DDE (linked to DDT) | Y | Y | 0.01 |  |  | Y | N |  | 0.00092
110 | 4,4'-DDD | Y | Y | 0.01 |  |  | Y | N |  | 0.000347
111 | Dieldrin | Y | Y | 0.01 |  |  | Y | N |  | 0.00038
112 | alpha-Endosulfan | Y | Y | 0.01 |  |  | Y | N |  | 3.6e-05
113 | beta-Endolsulfan | Y | Y | 0.01 |  |  | Y | N |  | 4.2e-05
114 | Endosulfan Sulfate | Y | Y | 0.01 |  |  | Y | N |  | 0.0002
115 | Endrin | Y | Y | 0.01 |  |  | Y | N |  | 1.9e-05
116 | Endrin Aldehyde | Y | Y | 0.01 |  |  | N
117 | Heptachlor | Y | Y | 0.01 |  |  | N
118 | Heptachlor Epoxide | Y | Y | 0.01 |  |  | Y | N |  | 9.7e-05
119-125 | PCBs sum | Y | Y | 0.7 |  |  | N
126 | Toxaphene | Y | Y | 0.5 |  |  | N
| Tributylin | Y | N |  | 0.008 |  | Y | Y | 0.002
Note on D8: Enter data if it is an "Y" in the 1st column to the left
Note on E8: Indra: Enter data only if there is an 'Y' in 1st column to the left
Note on E27: Yellow-highlighted cells indicate data is from Discharger's data set, not ERS.
Note on E42: sum of cis&trans portions
Note on F8: Indra: Enter data only if there is 'N' in 2nd column to the left and 'Y' in 3rd column to the left
Note on F21: DNQ value
Note on J8: Enter data if it is an "Y" in the 1st column to the left
Note on K8: Indra: Enter data only if there is an 'Y' in 1st column to the left
Note on K78: This value was previously =28; but was incorrectly entered.
Note on L26: Background values for some organics (from CTR No. 16-126) are from Interim 13267 Report, "S.F. Bay Ambient Water Monitoring Interim Report" (May 15, 2003); others are from SFEI website.

## RB2_RPA
Green highlight checks for input inconsistency
Yellow highlights are user input
Beginning |  |  | Step 2 | Step 3 |  |  |  |  | Step 4 | Step 2 | Step 3 |  | Step 5 |  | Step 6 | Steps 7 & 8 | Final Result
| Constituent name | C (mg/L) | Effluent Data Available (Y/N)? | Are all data points non-detects (Y/N)? | If all data points ND Enter the min detection limit (MDL) (ug/L) | Enter the pollutant effluent detected max conc (ug/L) | If all data points are ND and MinDL>C, interim monitoring is required | Maximum Pollutant Concentration from the effluent (MEC) (ug/L) | MEC vs. C | B Available (Y/N)? | Are all B data points non-detects (Y/N)? | If all data points ND Enter the min detection limit (MDL) (ug/L) | Enter the pollutant B detected max conc (ug/L) | If all B is ND, is MDL>C? | B vs. C | 7) Review other information in the SIP page 4. If information is unavailable or insufficient: 8) the RWQCB shall establish interim monitoring requirements.
|  | Lowest (most stringent) Criteria (Enter "No Criteria" for no criteria) | [5 empty] | (MEC= detected max value; if all ND & MDL<C then MEC = MDL) | 1. If MEC> or =C, effluent limitation is required; 2. If MEC<C, go to Step 5 | [5 empty] | If B>C, effluent limitation is required |  | RPA Result | Reason
1 | Antimony | 14 | Y | N |  | 0.8 |  | 0.8 | MEC<C, go to Step 5 | Y | N |  | 0.337 |  | B<C, Step 7 |  | No | MEC<C & B<C
2 | Arsenic | 36 | Y | N |  | 12 |  | 12 | MEC<C, go to Step 5 | Y | N |  | 3.65 |  | B<C, Step 7 |  | No | MEC<C & B<C
3 | Beryllium | No Criteria | N |  |  |  | No Criteria | No Criteria | No Criteria | Y | N |  | 0.126 |  | No Criteria | No Criteria | Uo | No Criteria
4 | Cadmium | 0.83791 | Y | N |  | 0.04 |  | 0.04 | MEC<C, go to Step 5 | Y | N |  | 0.06 |  | B<C, Step 7 |  | No | MEC<C & B<C
5a | Chromium (III) | 150.9241 | Y | N |  | 2.1 |  | 2.1 | MEC<C, go to Step 5 | N |  |  |  |  | No detected value of B, Step 7 |  | No | Ud;MEC<C & B is ND
5b | Chromium (VI) | 11 | Y | N |  | 2.6 |  | 2.6 | MEC<C, go to Step 5 | N |  |  |  |  | No detected value of B, Step 7 |  | No | Ud;MEC<C & B is ND
6 | Copper | 3.7349 | Y | N |  | 12.1 |  | 12.1 | MEC>=C, Effluent Limits Required | Y | N |  | 9.9 |  | B>C, Effluent Limit Required |  | Yes | MEC>C
7 | Lead | 1.9473 | Y | N |  | 0.39 |  | 0.39 | MEC<C, go to Step 5 | Y | N |  | 2.35 |  | B>C, Effluent Limit Required |  | Yes | B>C
8 | Mercury | 0.025 | Y | N |  | 0.029 |  | 0.029 | MEC>=C, Effluent Limits Required | Y | N |  | 0.0377 |  | B>C, Effluent Limit Required |  | Yes | MEC>C
9 | Nickel | 7.1 | Y | N |  | 14 |  | 14 | MEC>=C, Effluent Limits Required | Y | N |  | 21.8 |  | B>C, Effluent Limit Required |  | Yes | MEC>C
10 | Selenium | 5 | Y | N |  | 4 |  | 4 | MEC<C, go to Step 5 | Y | N |  | 0.3 |  | B<C, Step 7 |  | No | MEC<C & B<C
11 | Silver | 2.0908 | Y | N |  | 0.8 |  | 0.8 | MEC<C, go to Step 5 | Y | N |  | 0.0566 |  | B<C, Step 7 |  | No | MEC<C & B<C
12 | Thallium | 1.7 | Y | Y | 0.03 |  | All ND, MDL<C, MEC=MDL | 0.03 | MEC<C, go to Step 5 | Y | N |  | 0.14 |  | B<C, Step 7 |  | No | MEC<C & B<C
13 | Zinc | 58 | Y | N |  | 22 |  | 22 | MEC<C, go to Step 5 | Y | N |  | 18.2 |  | B<C, Step 7 |  | No | MEC<C & B<C
14 | Cyanide | 1 | Y | N |  | 6 |  | 6 | MEC>=C, Effluent Limits Required | Y | N |  | 0.5 |  | B<C, Step 7 |  | Yes | MEC>C
15 | Asbestos | No Criteria | N |  |  |  | No Criteria | No Criteria | No Criteria | N |  |  |  |  | No Criteria | No Criteria | Uo | No Criteria
16 | 2,3,7,8 TCDD | 1.3e-08 | Y | N |  | 6.466e-08 |  | 6.466e-08 | MEC>=C, Effluent Limits Required | Y | N |  | 4.8e-08 |  | B>C, Effluent Limit Required |  | Yes | MEC>C
17 | Acrolein | 320 | Y | Y | 3 |  | All ND, MDL<C, MEC=MDL | 3 | MEC<C, go to Step 5 | Y | Y | 0.5 |  | N | No detected value of B, Step 7 |  | No | Ud;MEC<C & B is ND
18 | Acrylonitrile | 0.059 | Y | Y | 1 |  | All ND, MinDL>C, Go to Step 5, & IM |  |  | Y | Y | 0.05 |  | N | No detected value of B, Step 7 |  | No | UD; effluent data and B are ND
19 | Benzene | 1.2 | Y | Y | 0.3 |  | All ND, MDL<C, MEC=MDL | 0.3 | MEC<C, go to Step 5 | Y | Y | 0.05 |  | N | No detected value of B, Step 7 |  | No | Ud;MEC<C & B is ND
20 | Bromoform | 4.3 | Y | N |  | 17 |  | 17 | MEC>=C, Effluent Limits Required | Y | Y | 0.5 |  | N | No detected value of B, Step 7 |  | Yes | MEC>C
21 | Carbon Tetrachloride | 0.25 | Y | Y | 0.3 |  | All ND, MinDL>C, Go to Step 5, & IM |  |  | Y | N |  | 0.06 |  | B<C, Step 7 |  | No | UD; effluent data ND, MDL>C & B<C
22 | Chlorobenzene | 680 | Y | Y | 0.3 |  | All ND, MDL<C, MEC=MDL | 0.3 | MEC<C, go to Step 5 | Y | Y | 0.5 |  | N | No detected value of B, Step 7 |  | No | Ud;MEC<C & B is ND
23 | Chlorodibromomethane | 0.41 | Y | N |  | 2.9 |  | 2.9 | MEC>=C, Effluent Limits Required | Y | Y | 0.05 |  | N | No detected value of B, Step 7 |  | Yes | MEC>C
24 | Chloroethane | No Criteria | Y | Y | 0.3 |  | No Criteria | No Criteria | No Criteria | Y | Y | 0.5 |  | N | No Criteria | No Criteria | Uo | No Criteria
25 | 2-Chloroethylvinyl ether | No Criteria | Y | Y | 1 |  | No Criteria | No Criteria | No Criteria | Y | Y | 0.5 |  | N | No Criteria | No Criteria | Uo | No Criteria
26 | Chloroform | No Criteria | Y | N |  | 0.8 | No Criteria | No Criteria | No Criteria | Y | Y | 0.5 |  | N | No Criteria | No Criteria | Uo | No Criteria
27 | Dichlorobromomethane | 0.56 | Y | N |  | 1.1 |  | 1.1 | MEC>=C, Effluent Limits Required | Y | Y | 0.05 |  | N | No detected value of B, Step 7 |  | Yes | MEC>C
28 | 1,1-Dichloroethane | No Criteria | Y | Y | 0.3 |  | No Criteria | No Criteria | No Criteria | Y | Y | 0.05 |  | N | No Criteria | No Criteria | Uo | No Criteria
29 | 1,2-Dichloroethane | 0.38 | Y | Y | 0.3 |  | All ND, MDL<C, MEC=MDL | 0.3 | MEC<C, go to Step 5 | Y | N |  | 0.04 |  | B<C, Step 7 |  | No | MEC<C & B<C
30 | 1,1-Dichloroethylene | 0.057 | Y | Y | 0.3 |  | All ND, MinDL>C, Go to Step 5, & IM |  |  | Y | Y | 0.5 |  | Y | No detected value of B, Step 7 |  | No | UD; effluent data and B are ND
31 | 1,2-Dichloropropane | 0.52 | Y | Y | 0.3 |  | All ND, MDL<C, MEC=MDL | 0.3 | MEC<C, go to Step 5 | Y | Y | 0.05 |  | N | No detected value of B, Step 7 |  | No | Ud;MEC<C & B is ND
32 | 1,3-Dichloropropylene | 10 | Y | Y | 0.6 |  | All ND, MDL<C, MEC=MDL | 0.6 | MEC<C, go to Step 5 | N |  |  |  |  | No detected value of B, Step 7 |  | No | Ud;MEC<C & B is ND
33 | Ethylbenzene | 3100 | Y | Y | 0.3 |  | All ND, MDL<C, MEC=MDL | 0.3 | MEC<C, go to Step 5 | Y | Y | 0.5 |  | N | No detected value of B, Step 7 |  | No | Ud;MEC<C & B is ND
34 | Methyl Bromide | 48 | Y | N |  | 1.7 |  | 1.7 | MEC<C, go to Step 5 | Y | Y | 0.5 |  | N | No detected value of B, Step 7 |  | No | Ud;MEC<C & B is ND
35 | Methyl Chloride | No Criteria | Y | N |  | 0.7 | No Criteria | No Criteria | No Criteria | Y | Y | 0.5 |  | N | No Criteria | No Criteria | Uo | No Criteria
36 | Methylene Chloride | 4.7 | Y | Y | 2 |  | All ND, MDL<C, MEC=MDL | 2 | MEC<C, go to Step 5 | Y | Y | 0.5 |  | N | No detected value of B, Step 7 |  | No | Ud;MEC<C & B is ND
37 | 1,1,2,2-Tetrachloroethane | 0.17 | Y | Y | 0.3 |  | All ND, MinDL>C, Go to Step 5, & IM |  |  | Y | Y | 0.05 |  | N | No detected value of B, Step 7 |  | No | UD; effluent data and B are ND
38 | Tetrachloroethylene | 0.8 | Y | Y | 0.3 |  | All ND, MDL<C, MEC=MDL | 0.3 | MEC<C, go to Step 5 | Y | Y | 0.05 |  | N | No detected value of B, Step 7 |  | No | Ud;MEC<C & B is ND
39 | Toluene | 6800 | Y | N |  | 0.7 |  | 0.7 | MEC<C, go to Step 5 | Y | Y | 0.3 |  | N | No detected value of B, Step 7 |  | No | Ud;MEC<C & B is ND
40 | 1,2-Trans-Dichloroethylene | 700 | Y | Y | 0.3 |  | All ND, MDL<C, MEC=MDL | 0.3 | MEC<C, go to Step 5 | Y | Y | 0.5 |  | N | No detected value of B, Step 7 |  | No | Ud;MEC<C & B is ND
41 | 1,1,1-Trichloroethane | No Criteria | Y | Y | 0.3 |  | No Criteria | No Criteria | No Criteria | Y | Y | 0.5 |  | N | No Criteria | No Criteria | Uo | No Criteria
42 | 1,1,2-Trichloroethane | 0.6 | Y | Y | 0.3 |  | All ND, MDL<C, MEC=MDL | 0.3 | MEC<C, go to Step 5 | Y | Y | 0.05 |  | N | No detected value of B, Step 7 |  | No | Ud;MEC<C & B is ND
43 | Trichloroethylene | 2.7 | Y | Y | 0.3 |  | All ND, MDL<C, MEC=MDL | 0.3 | MEC<C, go to Step 5 | Y | Y | 0.5 |  | N | No detected value of B, Step 7 |  | No | Ud;MEC<C & B is ND
44 | Vinyl Chloride | 2 | Y | Y | 0.3 |  | All ND, MDL<C, MEC=MDL | 0.3 | MEC<C, go to Step 5 | Y | Y | 0.5 |  | N | No detected value of B, Step 7 |  | No | Ud;MEC<C & B is ND
45 | 2-Chlorophenol | 120 | Y | Y | 5 |  | All ND, MDL<C, MEC=MDL | 5 | MEC<C, go to Step 5 | Y | Y | 1.2 |  | N | No detected value of B, Step 7 |  | No | Ud;MEC<C & B is ND
46 | 2,4-Dichlorophenol | 93 | Y | Y | 5 |  | All ND, MDL<C, MEC=MDL | 5 | MEC<C, go to Step 5 | Y | Y | 1.3 |  | N | No detected value of B, Step 7 |  | No | Ud;MEC<C & B is ND
47 | 2,4-Dimethylphenol | 540 | Y | Y | 2 |  | All ND, MDL<C, MEC=MDL | 2 | MEC<C, go to Step 5 | Y | Y | 1.3 |  | N | No detected value of B, Step 7 |  | No | Ud;MEC<C & B is ND
48 | 2-Methyl- 4,6-Dinitrophenol | 13.4 | Y | Y | 5 |  | All ND, MDL<C, MEC=MDL | 5 | MEC<C, go to Step 5 | Y | Y | 1.2 |  | N | No detected value of B, Step 7 |  | No | Ud;MEC<C & B is ND
49 | 2,4-Dinitrophenol | 70 | Y | Y | 5 |  | All ND, MDL<C, MEC=MDL | 5 | MEC<C, go to Step 5 | Y | Y | 0.7 |  | N | No detected value of B, Step 7 |  | No | Ud;MEC<C & B is ND
50 | 2-Nitrophenol | No Criteria | Y | Y | 5 |  | No Criteria | No Criteria | No Criteria | Y | Y | 1.3 |  | N | No Criteria | No Criteria | Uo | No Criteria
51 | 4-Nitrophenol | No Criteria | Y | Y | 5 |  | No Criteria | No Criteria | No Criteria | Y | Y | 1.6 |  | N | No Criteria | No Criteria | Uo | No Criteria
52 | 3-Methyl 4-Chlorophenol | No Criteria | Y | Y | 1 |  | No Criteria | No Criteria | No Criteria | Y | Y | 1.1 |  | N | No Criteria | No Criteria | Uo | No Criteria
53 | Pentachlorophenol | 0.28 | Y | Y | 1 |  | All ND, MinDL>C, Go to Step 5, & IM |  |  | Y | Y | 1 |  | Y | No detected value of B, Step 7 |  | No | UD; effluent data and B are ND
54 | Phenol | 21000 | Y | N |  | 34 |  | 34 | MEC<C, go to Step 5 | Y | Y | 1.3 |  | N | No detected value of B, Step 7 |  | No | Ud;MEC<C & B is ND
55 | 2,4,6-Trichlorophenol | 2.1 | Y | Y | 5 |  | All ND, MinDL>C, Go to Step 5, & IM |  |  | Y | Y | 1.3 |  | N | No detected value of B, Step 7 |  | No | UD; effluent data and B are ND
56 | Acenaphthene | 1200 | Y | Y | 5 |  | All ND, MDL<C, MEC=MDL | 5 | MEC<C, go to Step 5 | Y | N |  | 0.005 |  | B<C, Step 7 |  | No | MEC<C & B<C
57 | Acenaphthylene | No Criteria | Y | N |  | 0.2 | No Criteria | No Criteria | No Criteria | Y | N |  | 0.00012 |  | No Criteria | No Criteria | Uo | No Criteria
58 | Anthracene | 9600 | Y | Y | 0.3 |  | All ND, MDL<C, MEC=MDL | 0.3 | MEC<C, go to Step 5 | Y | N |  | 0.0058 |  | B<C, Step 7 |  | No | MEC<C & B<C
59 | Benzidine | 0.00012 | Y | Y | 5 |  | All ND, MinDL>C, Go to Step 5, & IM |  |  | Y | Y | 0.0015 |  | Y | No detected value of B, Step 7 |  | No | UD; effluent data and B are ND
60 | Benzo(a)Anthracene | 0.0044 | Y | Y | 0.3 |  | All ND, MinDL>C, Go to Step 5, & IM |  |  | Y | N |  | 0.0011 |  | B<C, Step 7 |  | No | UD; effluent data ND, MDL>C & B<C
61 | Benzo(a)Pyrene | 0.0044 | Y | Y | 0.3 |  | All ND, MinDL>C, Go to Step 5, & IM |  |  | Y | N |  | 0.00032 |  | B<C, Step 7 |  | No | UD; effluent data ND, MDL>C & B<C
62 | Benzo(b)Fluoranthene | 0.0044 | Y | Y | 0.3 |  | All ND, MinDL>C, Go to Step 5, & IM |  |  | Y | N |  | 0.0019 |  | B<C, Step 7 |  | No | UD; effluent data ND, MDL>C & B<C
63 | Benzo(ghi)Perylene | No Criteria | Y | Y | 0.1 |  | No Criteria | No Criteria | No Criteria | Y | N |  | 0.00062 |  | No Criteria | No Criteria | Uo | No Criteria
64 | Benzo(k)Fluoranthene | 0.0044 | Y | Y | 0.3 |  | All ND, MinDL>C, Go to Step 5, & IM |  |  | Y | N |  | 0.00093 |  | B<C, Step 7 |  | No | UD; effluent data ND, MDL>C & B<C
65 | Bis(2-Chloroethoxy)Methane | No Criteria | Y | Y | 5 |  | No Criteria | No Criteria | No Criteria | Y | Y | 0.3 |  | N | No Criteria | No Criteria | Uo | No Criteria
66 | Bis(2-Chloroethyl)Ether | 0.031 | Y | Y | 1 |  | All ND, MinDL>C, Go to Step 5, & IM |  |  | Y | Y | 0.3 |  | Y | No detected value of B, Step 7 |  | No | UD; effluent data and B are ND
67 | Bis(2-Chloroisopropyl)Ether | 1400 | Y | Y | 2 |  | All ND, MDL<C, MEC=MDL | 2 | MEC<C, go to Step 5 | N |  |  |  |  | No detected value of B, Step 7 |  | No | Ud;MEC<C & B is ND
68 | Bis(2-Ethylhexyl)Phthalate | 1.8 | Y | N |  | 46 |  | 46 | MEC>=C, Effluent Limits Required | Y | Y | 10 |  | Y | No detected value of B, Step 7 |  | Yes | MEC>C
69 | 4-Bromophenyl Phenyl Ether | No Criteria | Y | Y | 5 |  | No Criteria | No Criteria | No Criteria | Y | Y | 0.23 |  | N | No Criteria | No Criteria | Uo | No Criteria
70 | Butylbenzyl Phthalate | 3000 | Y | Y | 5 |  | All ND, MDL<C, MEC=MDL | 5 | MEC<C, go to Step 5 | Y | Y | 0.52 |  | N | No detected value of B, Step 7 |  | No | Ud;MEC<C & B is ND
71 | 2-Chloronaphthalene | 1700 | Y | Y | 5 |  | All ND, MDL<C, MEC=MDL | 5 | MEC<C, go to Step 5 | Y | Y | 0.3 |  | N | No detected value of B, Step 7 |  | No | Ud;MEC<C & B is ND
72 | 4-Chlorophenyl Phenyl Ether | No Criteria | Y | Y | 5 |  | No Criteria | No Criteria | No Criteria | Y | Y | 0.3 |  | N | No Criteria | No Criteria | Uo | No Criteria
73 | Chrysene | 0.0044 | Y | Y | 0.3 |  | All ND, MinDL>C, Go to Step 5, & IM |  |  | Y | N |  | 0.001 |  | B<C, Step 7 |  | No | UD; effluent data ND, MDL>C & B<C
74 | Dibenzo(a,h)Anthracene | 0.0044 | Y | Y | 0.1 |  | All ND, MinDL>C, Go to Step 5, & IM |  |  | Y | N |  | 0.00067 |  | B<C, Step 7 |  | No | UD; effluent data ND, MDL>C & B<C
75 | 1,2-Dichlorobenzene | 2700 | Y | Y | 0.3 |  | All ND, MDL<C, MEC=MDL | 0.3 | MEC<C, go to Step 5 | Y | Y | 0.8 |  | N | No detected value of B, Step 7 |  | No | Ud;MEC<C & B is ND
76 | 1,3-Dichlorobenzene | 400 | Y | Y | 0.3 |  | All ND, MDL<C, MEC=MDL | 0.3 | MEC<C, go to Step 5 | Y | Y | 0.8 |  | N | No detected value of B, Step 7 |  | No | Ud;MEC<C & B is ND
77 | 1,4-Dichlorobenzene | 400 | Y | N |  | 0.7 |  | 0.7 | MEC<C, go to Step 5 | Y | Y | 0.8 |  | N | No detected value of B, Step 7 |  | No | Ud;MEC<C & B is ND
78 | 3,3 Dichlorobenzidine | 0.04 | Y | Y | 5 |  | All ND, MinDL>C, Go to Step 5, & IM |  |  | Y | Y | 0.004 |  | N | No detected value of B, Step 7 |  | No | UD; effluent data and B are ND
79 | Diethyl Phthalate | 23000 | Y | Y | 2 |  | All ND, MDL<C, MEC=MDL | 2 | MEC<C, go to Step 5 | Y | Y | 0.24 |  | N | No detected value of B, Step 7 |  | No | Ud;MEC<C & B is ND
80 | Dimethyl Phthalate | 313000 | Y | Y | 2 |  | All ND, MDL<C, MEC=MDL | 2 | MEC<C, go to Step 5 | Y | Y | 0.24 |  | N | No detected value of B, Step 7 |  | No | Ud;MEC<C & B is ND
81 | Di-n-Butyl Phthalate | 2700 | Y | Y | 5 |  | All ND, MDL<C, MEC=MDL | 5 | MEC<C, go to Step 5 | Y | N |  | 1.72 |  | B<C, Step 7 |  | No | MEC<C & B<C
82 | 2,4-Dinitrotoluene | 0.11 | Y | Y | 5 |  | All ND, MinDL>C, Go to Step 5, & IM |  |  | Y | Y | 0.27 |  | Y | No detected value of B, Step 7 |  | No | UD; effluent data and B are ND
83 | 2,6-Dinitrotoluene | No Criteria | Y | Y | 5 |  | No Criteria | No Criteria | No Criteria | Y | Y | 0.29 |  | N | No Criteria | No Criteria | Uo | No Criteria
84 | Di-n-Octyl Phthalate | No Criteria | Y | Y | 5 |  | No Criteria | No Criteria | No Criteria | Y | Y | 0.38 |  | N | No Criteria | No Criteria | Uo | No Criteria
85 | 1,2-Diphenylhydrazine | 0.04 | Y | Y | 1 |  | All ND, MinDL>C, Go to Step 5, & IM |  |  | Y | N |  | 0.0087 |  | B<C, Step 7 |  | No | UD; effluent data ND, MDL>C & B<C
86 | Fluoranthene | 300 | Y | Y | 5 |  | All ND, MDL<C, MEC=MDL | 5 | MEC<C, go to Step 5 | Y | N |  | 0.003 |  | B<C, Step 7 |  | No | MEC<C & B<C
87 | Fluorene | 1300 | Y | Y | 0.05 |  | All ND, MDL<C, MEC=MDL | 0.05 | MEC<C, go to Step 5 | Y | N |  | 0.0021 |  | B<C, Step 7 |  | No | MEC<C & B<C
88 | Hexachlorobenzene | 0.00075 | Y | Y | 1 |  | All ND, MinDL>C, Go to Step 5, & IM |  |  | Y | N |  | 5.3e-05 |  | B<C, Step 7 |  | No | UD; effluent data ND, MDL>C & B<C
89 | Hexachlorobutadiene | 0.44 | Y | Y | 1 |  | All ND, MinDL>C, Go to Step 5, & IM |  |  | Y | Y | 0.3 |  | N | No detected value of B, Step 7 |  | No | UD; effluent data and B are ND
90 | Hexachlorocyclopentadiene | 240 | Y | Y | 5 |  | All ND, MDL<C, MEC=MDL | 5 | MEC<C, go to Step 5 | Y | Y | 0.31 |  | N | No detected value of B, Step 7 |  | No | Ud;MEC<C & B is ND
91 | Hexachloroethane | 1.9 | Y | Y | 1 |  | All ND, MDL<C, MEC=MDL | 1 | MEC<C, go to Step 5 | Y | Y | 0.2 |  | N | No detected value of B, Step 7 |  | No | Ud;MEC<C & B is ND
92 | Indeno(1,2,3-cd)Pyrene | 0.0044 | Y | Y | 0.05 |  | All ND, MinDL>C, Go to Step 5, & IM |  |  | Y | N |  | 0.0013 |  | B<C, Step 7 |  | No | UD; effluent data ND, MDL>C & B<C
93 | Isophorone | 8.4 | Y | Y | 1 |  | All ND, MDL<C, MEC=MDL | 1 | MEC<C, go to Step 5 | Y | Y | 0.3 |  | N | No detected value of B, Step 7 |  | No | Ud;MEC<C & B is ND
94 | Naphthalene | No Criteria | Y | Y | 5 |  | No Criteria | No Criteria | No Criteria | Y | N |  | 0.0028 |  | No Criteria | No Criteria | Uo | No Criteria
95 | Nitrobenzene | 17 | Y | Y | 1 |  | All ND, MDL<C, MEC=MDL | 1 | MEC<C, go to Step 5 | Y | Y | 0.25 |  | N | No detected value of B, Step 7 |  | No | Ud;MEC<C & B is ND
96 | N-Nitrosodimethylamine | 0.00069 | Y | Y | 5 |  | All ND, MinDL>C, Go to Step 5, & IM |  |  | Y | Y | 0.3 |  | Y | No detected value of B, Step 7 |  | No | UD; effluent data and B are ND
97 | N-Nitrosodi-n-Propylamine | 0.005 | Y | Y | 5 |  | All ND, MinDL>C, Go to Step 5, & IM |  |  | Y | Y | 0.001 |  | N | No detected value of B, Step 7 |  | No | UD; effluent data and B are ND
98 | N-Nitrosodiphenylamine | 5 | Y | Y | 1 |  | All ND, MDL<C, MEC=MDL | 1 | MEC<C, go to Step 5 | Y | Y | 0.001 |  | N | No detected value of B, Step 7 |  | No | Ud;MEC<C & B is ND
99 | Phenanthrene | No Criteria | Y | Y | 0.05 |  | No Criteria | No Criteria | No Criteria | Y | N |  | 0.0041 |  | No Criteria | No Criteria | Uo | No Criteria
100 | Pyrene | 960 | Y | Y | 0.05 |  | All ND, MDL<C, MEC=MDL | 0.05 | MEC<C, go to Step 5 | Y | N |  | 0.0025 |  | B<C, Step 7 |  | No | MEC<C & B<C
101 | 1,2,4-Trichlorobenzene | No Criteria | Y | Y | 5 |  | No Criteria | No Criteria | No Criteria | Y | Y | 0.3 |  | N | No Criteria | No Criteria | Uo | No Criteria
102 | Aldrin | 0.00013 | Y | N |  | 0.017 |  | 0.017 | MEC>=C, Effluent Limits Required | N |  |  |  |  | No detected value of B, Step 7 |  | Yes | MEC>C
103 | alpha-BHC | 0.0039 | Y | Y | 0.01 |  | All ND, MinDL>C, Go to Step 5, & IM |  |  | Y | N |  | 0.000347 |  | B<C, Step 7 |  | No | UD; effluent data ND, MDL>C & B<C
104 | beta-BHC | 0.014 | Y | Y | 0.005 |  | All ND, MDL<C, MEC=MDL | 0.005 | MEC<C, go to Step 5 | Y | N |  | 0.000118 |  | B<C, Step 7 |  | No | MEC<C & B<C
105 | gamma-BHC | 0.019 | Y | Y | 0.01 |  | All ND, MDL<C, MEC=MDL | 0.01 | MEC<C, go to Step 5 | Y | N |  | 0.0010032 |  | B<C, Step 7 |  | No | MEC<C & B<C
106 | delta-BHC | No Criteria | Y | Y | 0.005 |  | No Criteria | No Criteria | No Criteria | Y | N |  | 3.8e-05 |  | No Criteria | No Criteria | Uo | No Criteria
107 | Chlordane | 0.00057 | Y | Y | 0.01 |  | All ND, MinDL>C, Go to Step 5, & IM |  |  | Y | N |  | 0.000302 |  | B<C, Step 7 |  | No | UD; effluent data ND, MDL>C & B<C
108 | 4,4'-DDT | 0.00059 | Y | Y | 0.01 |  | All ND, MinDL>C, Go to Step 5, & IM |  |  | Y | N |  | 0.000349 |  | B<C, Step 7 |  | No | UD; effluent data ND, MDL>C & B<C
109 | 4,4'-DDE (linked to DDT) | 0.00059 | Y | Y | 0.01 |  | All ND, MinDL>C, Go to Step 5, & IM |  |  | Y | N |  | 0.00092 |  | B>C, Effluent Limit Required |  | Yes | B>C
110 | 4,4'-DDD | 0.00083 | Y | Y | 0.01 |  | All ND, MinDL>C, Go to Step 5, & IM |  |  | Y | N |  | 0.000347 |  | B<C, Step 7 |  | No | UD; effluent data ND, MDL>C & B<C
111 | Dieldrin | 0.00014 | Y | Y | 0.01 |  | All ND, MinDL>C, Go to Step 5, & IM |  |  | Y | N |  | 0.00038 |  | B>C, Effluent Limit Required |  | Yes | B>C
112 | alpha-Endosulfan | 0.0087 | Y | Y | 0.01 |  | All ND, MinDL>C, Go to Step 5, & IM |  |  | Y | N |  | 3.6e-05 |  | B<C, Step 7 |  | No | UD; effluent data ND, MDL>C & B<C
113 | beta-Endolsulfan | 0.0087 | Y | Y | 0.01 |  | All ND, MinDL>C, Go to Step 5, & IM |  |  | Y | N |  | 4.2e-05 |  | B<C, Step 7 |  | No | UD; effluent data ND, MDL>C & B<C
114 | Endosulfan Sulfate | 110 | Y | Y | 0.01 |  | All ND, MDL<C, MEC=MDL | 0.01 | MEC<C, go to Step 5 | Y | N |  | 0.0002 |  | B<C, Step 7 |  | No | MEC<C & B<C
115 | Endrin | 0.0023 | Y | Y | 0.01 |  | All ND, MinDL>C, Go to Step 5, & IM |  |  | Y | N |  | 1.9e-05 |  | B<C, Step 7 |  | No | UD; effluent data ND, MDL>C & B<C
116 | Endrin Aldehyde | 0.76 | Y | Y | 0.01 |  | All ND, MDL<C, MEC=MDL | 0.01 | MEC<C, go to Step 5 | N |  |  |  |  | No detected value of B, Step 7 |  | No | Ud;MEC<C & B is ND
117 | Heptachlor | 0.00021 | Y | Y | 0.01 |  | All ND, MinDL>C, Go to Step 5, & IM |  |  | N |  |  |  |  | No detected value of B, Step 7 |  | No | MDL>C & No B
118 | Heptachlor Epoxide | 0.0001 | Y | Y | 0.01 |  | All ND, MinDL>C, Go to Step 5, & IM |  |  | Y | N |  | 9.7e-05 |  | B<C, Step 7 |  | No | UD; effluent data ND, MDL>C & B<C
119-125 | PCBs sum | 0.00017 | Y | Y | 0.7 |  | All ND, MinDL>C, Go to Step 5, & IM |  |  | N |  |  |  |  | No detected value of B, Step 7 |  | No | MDL>C & No B
126 | Toxaphene | 0.0002 | Y | Y | 0.5 |  | All ND, MinDL>C, Go to Step 5, & IM |  |  | N |  |  |  |  | No detected value of B, Step 7 |  | No | MDL>C & No B
| Tributylin | 0.01 | Y | N |  | 0.008 |  | 0.008 | MEC<C, go to Step 5 | Y | Y | 0.002 |  | N | No detected value of B, Step 7 |  | No | Ud;MEC<C & B is ND

## final limit
Note: Numbers in blue have formula in the cells - calculates values automatically
PRIORITY POLLUTANTS | Copper | Lead | Mercury | Nickel | CN | Bis(2-Ethylhexyl)Phthalate | Aldrin | 4,4'-DDE | Dieldrin | Dioxin | Bromoform | Chlorodibromomethane | Dichlorobromomethane
Basis and Criteria type | CTR - SW | BP FW (4-d, 1-hr avg) | BP SW (4-d, 1-hr avg) | BP SW (24-hr, inst. Max) | CTR - SW | CTR - HH | CTR - HH | CTR - HH | CTR - HH | CTR - HH | CTR - HH | CTR - HH | CTR - HH
Lowest WQO | 3.73 | 1.95 | 0.025 | 7.1 | 1 | 1.8 | 0.00013 | 0.00059 | 0.00014 | 1.3e-08 | 4.3 | 0.41 | 0.56
Translators
Dilution Factor (D) (if applicable) | 9 | 9 | 9 | 9 | 9 | 9 | 9 | 9 | 9 | 9 | 9 | 9 | 9
no. of samples per month | 4 | 4 | 4 | 4 | 4 | 4 | 4 | 4 | 4 | 4 | 4 | 4 | 4
Aquatic life criteria analysis required? (Y/N) | Y | Y | Y | Y | Y | N | N | N | N | N | N | N | N
HH criteria analysis required? (Y/N) | N | N | Y | Y | Y | Y | Y | Y | Y | Y | Y | Y | Y
Applicable Acute WQO | 5.8 | 50 | 2.1 | 140 | 1
Applicable Chronic WQO | 3.73 | 1.95 | 0.025 | 7.1 | 1
HH criteria |  |  | 0.05 | 610 | 700 | 1.8 | 0.00013 | 0.00059 | 0.00014 | 1.3e-08 | 4.3 | 0.41 | 0.56
Background (max conc for Aquatic Life calc) | 9.9 | 2.35 | 0.0377 | 21.8 | 0.5
Background (avg conc for HH calc) | [5 empty] | 10 |  | 0.00036476 | 0.0001418 | 0.02775 | 0.5 | 0.05 | 0.05
Is the pollutant Bioaccumulative(Y/N)? (e.g., Hg) | N | N | Y | N | N | N | Y | Y | Y | Y | N | N | N
ECA acute | 5.8 | 478.85 | 2.1 | 1203.8 | 5.5
ECA chronic | 3.73 | 1.95 | 0.025 | 7.1 | 5.5
ECA HH |  |  | 0.05 | 610 | 700 | 1.8 | 0.00013 | 0.00059 | 0.00014 | 1.3e-08 | 38.5 | 3.65 | 5.15
No. of data points <10 or atleast 80% of data reported non detect? (Y/N) | N | Y | N | N | Y | Y | Y | Y | Y | Y | Y | Y | Y
avg of data points | 7.5386 |  | 0.013988 | 6.625
SD | 1.7362 |  | 0.011464 | 3.2156
CV calculated | 0.23031 | N/A | 0.81952 | 0.48537 | N/A | N/A | N/A | N/A | N/A | N/A | N/A | N/A | N/A
CV (Selected) - Final | 0.23031 | 0.6 | 0.81952 | 0.48537 | 0.6 | 0.6 | 0.6 | 0.6 | 0.6 | 0.6 | 0.6 | 0.6 | 0.6
ECA acute mult99 | 0.60474 | 0.32108 | 0.24405 | 0.38135 | 0.32108
ECA chronic mult99 | 0.77076 | 0.52743 | 0.43224 | 0.58989 | 0.52743
LTA acute | 3.5075 | 153.7507 | 0.51251 | 459.0642 | 1.766
LTA chronic | 2.8749 | 1.0285 | 0.010806 | 4.1882 | 2.9009
minimum of LTAs | 2.8749 | 1.0285 | 0.010806 | 4.1882 | 1.766
AMEL mult95 | 1.1999 | 1.5524 | 1.7691 | 1.4404 | 1.5524 | 1.5524 | 1.5524 | 1.5524 | 1.5524 | 1.5524 | 1.5524 | 1.5524 | 1.5524
MDEL mult99 | 1.6536 | 3.1145 | 4.0975 | 2.6223 | 3.1145 | 3.1145 | 3.1145 | 3.1145 | 3.1145 | 3.1145 | 3.1145 | 3.1145 | 3.1145
AMEL (aq life) | 3.4496 | 1.5967 | 0.019117 | 6.0326 | 2.7415
MDEL(aq life) | 4.754 | 3.2032 | 0.044277 | 10.9828 | 5.5
MDEL/AMEL Multiplier | 1.3781 | 2.0062 | 2.3161 | 1.8206 | 2.0062 | 2.0062 | 2.0062 | 2.0062 | 2.0062 | 2.0062 | 2.0062 | 2.0062 | 2.0062
AMEL (human hlth) |  |  | 0.05 | 610 | 700 | 1.8 | 0.00013 | 0.00059 | 0.00014 | 1.3e-08 | 38.5 | 3.65 | 5.15
MDEL (human hlth) |  |  | 0.11581 | 1110.5389 | 1404.3324 | 3.6111 | 0.0002608 | 0.0011837 | 0.00028087 | 2.608e-08 | 77.2383 | 7.3226 | 10.3319
minimum of AMEL for Aq. life vs HH | 3.4496 | 1.5967 | 0.019117 | 6.0326 | 2.7415 | 1.8 | 0.00013 | 0.00059 | 0.00014 | 1.3e-08 | 38.5 | 3.65 | 5.15
minimum of MDEL for Aq. Life vs HH | 4.754 | 3.2032 | 0.044277 | 10.9828 | 5.5 | 3.6111 | 0.0002608 | 0.0011837 | 0.00028087 | 2.608e-08 | 77.2383 | 7.3226 | 10.3319
Current limit in permit (30-d avg) | N/A | N/A | 0.084 | N/A | N/A | N/A | 0.0013 | N/A | 0.0014 | 1.3e-07 | N/A | N/A | N/A
Current limits in permit (daily) | 78 | 23 | 24 | 71 | 25 | N/A | N/A | N/A | 0.019 | N/A | N/A | N/A | N/A
Final limit - AMEL | 3.4496 | 1.5967 | 0.019117 | 6.0326 | 2.7415 | 1.8 | 0.00013 | 0.00059 | 0.00014 | 1.3e-08 | 38.5 | 3.65 | 5.15
Final limit - MDEL | 4.754 | 3.2032 | 0.044277 | 10.9828 | 5.5 | 3.6111 | 0.0002608 | 0.0011837 | 0.00028087 | 2.608e-08 | 77.2383 | 7.3226 | 10.3319
Max Effl Conc (MEC), 1999-2003 | 12.1 | 0.39 | 0.029 | 14 | 6 | 46 | 0.017 | <0.01 | <0.01 | 6.466e-08 | 17 | 2.9 | 1.1
Interim Limits for those where TMDL is final limit | N/A | N/A | N/A | N/A | N/A | N/A | N/A | N/A | N/A | N/A | N/A | N/A | N/A
.
Note on A7: Maximum of 10 for RB 2 facilities
Note on A8: If sampling frequency is 4x/month or less, set n=4 (see pg. 8 of SIP).
Note on B40: laducan: applicable only with HH criteria
Note on B41: laducan: applicable only with HH criteria
Note on B42: laducan: applicable only with HH criteria
Note on C40: laducan: applicable only with HH criteria
Note on C41: laducan: applicable only with HH criteria
Note on C42: laducan: applicable only with HH criteria
Note on D40: laducan: applicable only with HH criteria
Note on D41: laducan: applicable only with HH criteria
Note on D42: laducan: applicable only with HH criteria
Note on E40: laducan: applicable only with HH criteria
Note on E41: laducan: applicable only with HH criteria
Note on E42: laducan: applicable only with HH criteria
Note on F15: BACWA data submitted 5/16/2003. Instructed to use (by GP, RWQCB) in calcs.
Note on F40: laducan: applicable only with HH criteria
Note on F41: laducan: applicable only with HH criteria
Note on F42: laducan: applicable only with HH criteria
Note on F49: BACWA data submitted 5/16/2003. Instructed to use (by GP, RWQCB) in calcs.
Note on F50: BACWA data submitted 5/16/2003. Instructed to use (by GP, RWQCB) in calcs.
Note on G16: This value represents the method detection limit. This parameter has not been detected in the receiving water for samples collected for the Interim 13267 SFEI Report.
Note on G40: laducan: applicable only with HH criteria
Note on G41: laducan: applicable only with HH criteria
Note on G42: laducan: applicable only with HH criteria
Note on H16: No background data available.
Note on H40: laducan: applicable only with HH criteria
Note on H41: laducan: applicable only with HH criteria
Note on H42: laducan: applicable only with HH criteria
Note on I40: laducan: applicable only with HH criteria
Note on I41: laducan: applicable only with HH criteria
Note on I42: laducan: applicable only with HH criteria
Note on J40: laducan: applicable only with HH criteria
Note on J41: laducan: applicable only with HH criteria
Note on J42: laducan: applicable only with HH criteria
Note on K40: laducan: applicable only with HH criteria
Note on K41: laducan: applicable only with HH criteria
Note on K42: laducan: applicable only with HH criteria
Note on L16: This value represents the method detection limit. This parameter has not been detected in the receiving water for samples collected for the Interim 13267 SFEI Report.
Note on L40: laducan: applicable only with HH criteria
Note on L41: laducan: applicable only with HH criteria
Note on L42: laducan: applicable only with HH criteria
Note on M16: This value represents the method detection limit. This parameter has not been detected in the receiving water for samples collected for the Interim 13267 SFEI Report.
Note on M40: laducan: applicable only with HH criteria
Note on M41: laducan: applicable only with HH criteria
Note on M42: laducan: applicable only with HH criteria
Note on N16: This value represents the method detection limit. This parameter has not been detected in the receiving water for samples collected for the Interim 13267 SFEI Report.
Note on N40: laducan: applicable only with HH criteria
Note on N41: laducan: applicable only with HH criteria
Note on N42: laducan: applicable only with HH criteria

## Hg mass-based limits4_9
Date | Monthly Average Effluent Flow | ND | Monthly Average Hg Concentration | 1/00-2/03 Mass (g/day) | Mass Load (g/day)
| mgd |  | ug/L
2000-01-01 | 14.2565 |  | 0.01 | 0.53967
2000-02-01 | 15.0541 |  | 0.012 | 0.68383
2000-03-01 | 14.3942 |  | 0.013 | 0.70834
2000-05-01 | 13.5448 |  | 0.009 | 0.46146
2000-06-01 | 13.4867 |  | 0.01 | 0.51053
2000-08-01 | 13.4387 |  | 0.012 | 0.61045
2000-09-01 | 13.57 | < | 0.012 | 0.61642
2000-10-01 | 13.7539 |  | 0.011 | 0.5727
2000-11-01 | 13.7767 |  | 0.012 | 0.6258
2000-12-01 | 13.5871 |  | 0.013 | 0.66863
2001-01-01 | 13.5129 |  | 0.013 | 0.66497
2001-02-01 | 14.1607 |  | 0.016 | 0.85767 | 0.62671
2001-03-01 | 13.9 |  | 0.016 | 0.84188 | 0.65189
2001-04-01 | 13.51 |  | 0.016 | 0.81825 | 0.66309
2001-05-01 | 13.4065 |  | 0.013 | 0.65974 | 0.65904
2001-06-01 | 13.64 |  | 0.013 | 0.67123 | 0.67652
2001-07-01 | 13.3097 |  | 0.012 | 0.60459 | 0.68436
2001-08-01 | 12.2355 |  | 0.009 | 0.41685 | 0.66823
2001-09-01 | 13.61 |  | 0.008 | 0.41216 | 0.65121
2001-10-01 | 12.1323 |  | 0.009 | 0.41333 | 0.63792
2002-01-01 | 15.0161 |  | 0.009 | 0.51158 | 0.62841
2002-02-01 | 12.425 |  | 0.017 | 0.79957 | 0.63932
2002-04-01 | 10.3867 |  | 0.013 | 0.51113 | 0.6265
2002-07-01 | 8.9613 |  | 0.012 | 0.40707 | 0.58895
2002-08-01 | 9.1226 |  | 0.022 | 0.75972 | 0.5821
2002-09-01 | 8.18 |  | 0.016 | 0.49543 | 0.5552
2002-10-01 | 9.0774 |  | 0.014 | 0.48106 | 0.54031
2002-11-01 | 9.38 |  | 0.012 | 0.42609 | 0.51988
2002-12-01 | 11.1097 |  | 0.019 | 0.79904 | 0.53609
2003-01-01 | 9.9935 |  | 0.052 | 1.9671 | 0.66528
2003-02-01 | 10.3571 |  | 0.011 | 0.43127 | 0.66687
Count, n |  |  |  |  | 20
Maximum MA value, g/d |  |  |  |  | 0.68436 | 0.51988
Maximum mass, kg/mo |  |  |  |  | 0.020818 | 0.015815
Average Moving Average Load |  |  |  |  | 0.62339
Standard Deviation MA Load |  |  |  |  | 0.051257
99.7 %tile |  |  |  |  | 0.68391
Ave + 3SD, g/d |  |  |  |  | 0.77717
Ave + 3SD, kg/mo |  |  |  |  | 0.023641
Mercury Mass Emission Limit = |  |  |  |  | 0.023641 | kg/month

## D 608
from Discharger
Date | Aldrin |  | alpha-BHC |  | beta-BHC |  | delta-BHC |  | gamma-BHC (Lindane) |  | Chlordane |  | 4,4'-DDD |  | 4,4'-DDE |  | 4,4'-DDT |  | Dieldrin |  | Endosulfan I |  | Endosulfan II |  | Endosulfan sulfate |  | Endrin |  | Endrin aldehyde |  | Endrin keytone |  | Heptachlor |  | Heptachlor expoxide |  | Methoxychlor |  | Toxaphene |  | PCB-1016 |  | PCB-1221 |  | PCB-1232 |  | PCB-1242 |  | PCB-1248 |  | PCB-1254 |  | PCB-1260
2000-03-08 | < | 0.012 | < | 0.012 | < | 0.012 | < | 0.012 | < | 0.012 | < | 0.023 | < | 0.012 | < | 0.012 | < | 0.012 | < | 0.012 | < | 0.012 | < | 0.012 | < | 0.012 | < | 0.012 | < | 0.012 | < | 0.012 | < | 0.012 | < | 0.012 | < | 0.012 | < | 1 | < | 0.1 | < | 0.1 | < | 0.1 | < | 0.1 | < | 0.1 | < | 0.1 | < | 0.1
2000-09-13 | < | 0.01 | < | 0.01 | < | 0.01 | < | 0.01 | < | 0.01 | < | 0.02 | < | 0.01 | < | 0.01 | < | 0.01 | < | 0.01 | < | 0.01 | < | 0.01 | < | 0.01 | < | 0.01 | < | 0.01 | < | 0.01 | < | 0.01 | < | 0.01 | < | 0.01 | < | 1 | < | 0.1 | < | 0.1 | < | 0.1 | < | 0.1 | < | 0.1 | < | 0.1 | < | 0.1
2001-03-08 | < | 0.012 | < | 0.012 | < | 0.012 | < | 0.012 | < | 0.012 | < | 0.02 | < | 0.012 | < | 0.01 | < | 0.012 | < | 0.012 | < | 0.012 | < | 0.012 | < | 0.012 | < | 0.012 | < | 0.012 |  |  | < | 0.012 | < | 0.012 | < | 0.012 | < | 1 | < | 0.1 | < | 0.1 | < | 0.1 | < | 0.1 | < | 0.1 | < | 0.1 | < | 0.1
2001-09-13 | < | 0.01 | < | 0.01 | < | 0.01 | < | 0.01 | < | 0.01 | < | 0.01 | < | 0.01 | < | 0.01 | < | 0.01 | < | 0.01 | < | 0.01 | < | 0.01 | < | 0.01 | < | 0.01 | < | 0.01 | < | 0.01 | < | 0.01 | < | 0.01 | < | 0.01 | < | 1 | < | 0.1 | < | 0.1 | < | 0.1 | < | 0.1 | < | 0.1 | < | 0.1 | < | 0.1
2002-03-13 | < | 0.01 | < | 0.01 | < | 0.01 | < | 0.01 | < | 0.01 | < | 0.02 | < | 0.01 | < | 0.01 | < | 0.01 | < | 0.01 | < | 0.01 | < | 0.01 | < | 0.01 | < | 0.01 | < | 0.01 | < | 0.01 | < | 0.01 | < | 0.01 | < | 0.01 | < | 1 | < | 0.1 | < | 0.1 | < | 0.1 | < | 0.1 | < | 0.1 | < | 0.1 | < | 0.1
2002-09-19 |  | 0.017 | < | 0.01 | < | 0.005 | < | 0.005 | < | 0.01 | < | 0.02 | < | 0.01 | < | 0.01 | < | 0.01 | < | 0.01 | < | 0.01 | < | 0.01 | < | 0.01 | < | 0.01 | < | 0.01 | < | 0.01 | < | 0.01 | < | 0.01 | < | 0.01 | < | 0.5 | < | 0.1 | < | 0.1 | < | 0.1 | < | 0.1 | < | 0.1 | < | 0.1 | < | 0.1
min |  | 0.01 |  | 0.01 |  | 0.005 |  | 0.005 |  | 0.01 |  | 0.01 |  | 0.01 |  | 0.01 |  | 0.01 |  | 0.01 |  | 0.01 |  | 0.01 |  | 0.01 |  | 0.01 |  | 0.01 |  | 0.01 |  | 0.01 |  | 0.01 |  | 0.01 |  | 0.5 |  | 0.1 |  | 0.1 |  | 0.1 |  | 0.1 |  | 0.1 |  | 0.1 |  | 0.1
max |  | 0.017 |  | 0.012 |  | 0.012 |  | 0.012 |  | 0.012 |  | 0.023 |  | 0.012 |  | 0.012 |  | 0.012 |  | 0.012 |  | 0.012 |  | 0.012 |  | 0.012 |  | 0.012 |  | 0.012 |  | 0.012 |  | 0.012 |  | 0.012 |  | 0.012 |  | 1 |  | 0.1 |  | 0.1 |  | 0.1 |  | 0.1 |  | 0.1 |  | 0.1 |  | 0.1
avg |  | 0.011833 |  | 0.010667 |  | 0.0098333 |  | 0.0098333 |  | 0.010667 |  | 0.018833 |  | 0.010667 |  | 0.010333 |  | 0.010667 |  | 0.010667 |  | 0.010667 |  | 0.010667 |  | 0.010667 |  | 0.010667 |  | 0.010667 |  | 0.0104 |  | 0.010667 |  | 0.010667 |  | 0.010667 |  | 0.91667 |  | 0.1 |  | 0.1 |  | 0.1 |  | 0.1 |  | 0.1 |  | 0.1 |  | 0.1
count |  | 6 |  | 6 |  | 6 |  | 6 |  | 6 |  | 6 |  | 6 |  | 6 |  | 6 |  | 6 |  | 6 |  | 6 |  | 6 |  | 6 |  | 6 |  | 5 |  | 6 |  | 6 |  | 6 |  | 6 |  | 6 |  | 6 |  | 6 |  | 6 |  | 6 |  | 6 |  | 6
all values in ug/L
from ERS (new)
2000-09-13 | < | 0.01 | < | 0.01 | < | 0.01 |  |  | < | 0.01 | < | 0.02 | [6 empty] | < | 0.01 | [6 empty] | < | 0.01 |  |  |  |  | < | 0.01 | < | 0.01 |  |  | < | 120 | < | 0.1 | < | 0.1 |  |  | < | 0.1 | < | 0.1 | < | 0.1 | < | 0.1
2000-09-30 | < | 0.01 | < | 0.01 | < | 0.01 |  |  | < | 0.01 | < | 0.02 | [6 empty] | < | 0.01 | [12 empty] | < | 0.01 | < | 0.01
2001-03-08 | < | 0.01 | < | 0.01 | < | 0.01 |  |  | < | 0.01 | < | 0.02 | [6 empty] | < | 0.01 | [6 empty] | < | 0.01 |  |  |  |  | < | 0.01 | < | 0.01 |  |  | < | 1 | < | 0.1 | < | 0.1 |  |  | < | 0.1 | < | 0.1 | < | 0.1 | < | 0.1
2001-03-31 | < | 0.01 | < | 0.01 | < | 0.01 |  |  | < | 0.01 | < | 0.02 | [6 empty] | < | 0.01 | [12 empty] | < | 0.01 | < | 0.01
2001-05-13 | < | 0.01 | < | 0.01 | < | 0.01 |  |  | < | 0.01 | < | 0.02 | [6 empty] | < | 0.01 | [6 empty] | < | 0.01 |  |  |  |  | < | 0.01 | < | 0.01 |  |  | < | 1 | < | 0.1 | < | 0.1 |  |  | < | 0.1 | < | 0.1 | < | 0.1 | < | 0.1
2001-05-31 | < | 0.01 | < | 0.01 | < | 0.01 |  |  | < | 0.01 | < | 0.02 | [6 empty] | < | 0.01 | [12 empty] | < | 0.01 | < | 0.01
Of Combined:
Max Detected |  | 0.017 |  | N/A |  | N/A |  | N/A |  | N/A |  | N/A |  | N/A |  | N/A |  | N/A |  | N/A |  | N/A |  | N/A |  | N/A |  | N/A |  | N/A |  | N/A |  | N/A |  | N/A |  | N/A |  | N/A |  | N/A |  | N/A |  | N/A |  | N/A |  | N/A |  | N/A |  | N/A
Min Det Limit |  | NA | < | 0.01 | < | 0.005 | < | 0.005 | < | 0.01 | < | 0.01 | < | 0.01 | < | 0.01 | < | 0.01 | < | 0.01 | < | 0.01 | < | 0.01 | < | 0.01 | < | 0.01 | < | 0.01 | < | 0.01 | < | 0.01 | < | 0.01 | < | 0.01 | < | 0.5 | < | 0.1 | < | 0.1 | < | 0.1 | < | 0.1 | < | 0.1 | < | 0.1 | < | 0.1

## D 614
Date | Chlorpyrifos |  | Demeton - O and - S |  | Diazinon |  | Disulfoton |  | Ethion |  | Azinphos methyl |  | Parathion methyl |  | Malathion |  | Parathion (Ethyl Prathion)
2002-03-13 | < | 0.5 | < | 0.5 | < | 0.6 | < | 1 | < | 0.5 | < | 2.5 | < | 1 | < | 0.5 | < | 0.5
2002-09-19 | < | 0.5 | < | 0.5 | < | 0.6 | < | 1 | < | 0.5 | < | 2.5 | < | 1 | < | 0.5 | < | 0.5
min |  | 0.5 |  | 0.5 |  | 0.6 |  | 1 |  | 0.5 |  | 2.5 |  | 1 |  | 0.5 |  | 0.5
max |  | 0.5 |  | 0.5 |  | 0.6 |  | 1 |  | 0.5 |  | 2.5 |  | 1 |  | 0.5 |  | 0.5
avg |  | 0.5 |  | 0.5 |  | 0.6 |  | 1 |  | 0.5 |  | 2.5 |  | 1 |  | 0.5 |  | 0.5
count |  | 2 |  | 2 |  | 2 |  | 2 |  | 2 |  | 2 |  | 2 |  | 2 |  | 2
all values in ug/L
Max Detected |  | N/A |  | N/A |  | N/A |  | N/A |  | N/A |  | N/A |  | N/A |  | N/A |  | N/A
Min Det Limit | < | 0.5 | < | 0.5 | < | 0.6 | < | 1 | < | 0.5 | < | 2.5 | < | 1 | < | 0.5 | < | 0.5

## D 624
from Discharger
Date | Acetone |  | Acrolein |  | Acrylonitirile |  | Benzene |  | Bromodichloromethane |  | Bromoform |  | Bromomethane |  | 2-Butanone |  | Carbon disulfide |  | Carbon tetrachloride |  | Chlorobenzene |  | Chloroethane |  | 2-Chloroethyl vinyl ether |  | Chloroform |  | Chloromethane |  | Dibromochloromethane |  | 1,2-Dichlorobenzene |  | 1,3-Dichlorobenzene |  | 1,4-Dichlorobenzene |  | 1,1-Dichloroethane |  | 1,2-Dichloroethane |  | 1,1-Dichloroethene |  | cis-1,2-Dichloroethane |  | cis-1,2-Dichloroethene |  | cis-1,3-Dichloropropene |  | trans-1,2-Dichloroethene |  | trans-1,3-Dichloropropene |  | 1,2-Dichloropropane |  | Ethylbenzene |  | 2-Hexanone |  | Freon 113 |  | Methyl ethyl ketone |  | Methylene chloride |  | Methyl tert-butyl ether |  | 4-Methyl-2-pentanone |  | Styrene |  | 1,1,2,2-Tetrachloroethane |  | Tetrachloroethene |  | Toluene |  | 1,1,1-Trichloroethane |  | Trichlorofluoromethane |  | 1,1,2-Trichloroethane |  | Trichloroethene |  | Vinyl acetate |  | Vinyl chloride |  | Total Xylenes |  | Dichlorodifluoromethane |  | Dichlorotrifluoroethane |  | Trichlorotrifluoroethane
2000-03-15 | [6 empty] | < | 0.5 | < | 0.5 | < | 0.5 | < | 0.5 | < |  |  |  | < | 0.5 | < | 0.5 | < | 0.5 | < | 1 | < | 0.5 | < | 0.5 | < | 0.5 | < | 0.5 | < | 0.5 | < | 0.5 | < | 0.5 | < | 0.5 | < | 0.5 |  |  | < | 0.5 | < | 0.5 | < | 0.5 | < | 0.5 | < | 0.5 | < | 0.5 | [6 empty] | < | 3 | < | 0.5 |  |  |  |  | < | 0.5 | < | 0.5 | < | 0.5 | < | 0.5 | < | 0.5 | < | 0.5 | < | 0.5 |  |  | < | 0.5 | < | 0.5 | < | 0.5 | < | 0.5 | < | 1
2000-09-13 | [6 empty] | < | 0.5 | < | 0.5 | < | 0.5 |  | 1.7 | < |  |  |  | < | 0.5 | < | 0.5 | < | 0.5 | < | 1 |  | 0.6 | < | 0.5 | < | 0.5 | < | 0.5 | < | 0.5 | < | 0.5 | < | 0.5 | < | 0.5 | < | 0.5 |  |  | < | 0.5 | < | 0.5 | < | 0.5 | < | 0.5 | < | 0.5 | < | 0.5 | [6 empty] | < | 3 | < | 0.5 |  |  |  |  | < | 0.5 | < | 0.5 |  | 0.6 | < | 0.5 | < | 0.5 | < | 0.5 | < | 0.5 |  |  | < | 0.5 | < | 0.5 | < | 0.5 | < | 0.5 | < | 1
2001-03-08 | [6 empty] | < | 0.5 | < | 0.5 | < | 0.5 |  | 0.9 | < |  |  |  | < | 0.5 | < | 0.5 | < | 0.5 | < | 1 |  | 0.8 |  | 0.7 | < | 0.5 | < | 0.5 | < | 0.5 |  | 0.7 | < | 0.5 | < | 0.5 | < | 0.5 |  |  | < | 0.5 | < | 0.5 | < | 0.5 | < | 0.5 | < | 0.5 | < | 0.5 | [6 empty] | < | 2 | < | 0.5 |  |  |  |  | < | 3 | < | 0.5 |  | 0.7 | < | 0.5 | < | 0.5 | < | 0.5 | < | 0.5 |  |  | < | 0.5 | < | 0.5 | < | 0.5 | < | 0.5 | < | 1
2001-10-14 |  |  | < | 3 | < | 1 | < | 0.3 | < | 0.3 | < | 0.3 | < | 0.3 |  |  |  |  | < | 0.3 | < | 0.3 | < | 0.3 | < | 1 |  | 0.8 |  | 0.4 | < | 0.3 | < | 0.3 | < | 0.3 |  | 0.5 | < | 0.3 | < | 0.3 | < | 0.3 |  |  | < | 0.3 | < | 0.3 | < | 0.3 | < | 0.3 | < | 0.3 | < | 0.3 | [6 empty] | J | 0.5 | < | 0.3 |  |  |  |  | < | 0.3 | < | 0.3 |  | 0.4 | < | 0.3 | < | 0.3 | < | 0.3 | < | 0.3 |  |  | < | 0.3 | < | 0.3 | < | 0.3 | < | 0.3 | < | 1
2002-03-13 |  |  | < | 5 | < | 2 | < | 0.5 | < | 0.5 | < | 0.5 | < | 0.5 |  |  |  |  | < | 0.5 | < | 0.5 | < | 0.5 | < | 1 |  | 0.5 | < | 0.5 | < | 0.5 | < | 0.5 | < | 0.5 |  |  | < | 0.5 | < | 0.5 | < | 0.5 |  |  | < | 0.5 | < | 0.5 | < | 0.5 |  |  | < | 0.5 | < | 0.5 | [6 empty] | J | 0.9 | < | 0.5 |  |  |  |  | < | 0.5 | < | 0.5 | < | 0.5 | < | 0.5 | < | 0.5 | < | 0.5 | < | 0.5 |  |  | < | 0.5 | < | 0.5 | < | 0.5 | < | 0.5 | < | 1
2002-09-19 |  |  | < | 5 | < | 2 | < | 0.5 |  | 1.1 |  | 17 | < | 0.5 |  |  |  |  | < | 0.5 | < | 0.5 | < | 0.5 | < | 1 | J | 0.4 | < | 0.5 |  | 2.9 | < | 0.5 | < | 0.5 |  | 0.5 | < | 0.5 | < | 0.5 | < | 0.5 |  |  | < | 0.5 | < | 0.5 | < | 0.5 | < | 0.5 | < | 0.5 | < | 0.5 | [6 empty] | J | 0.9 | < | 0.5 |  |  |  |  | < | 0.5 | < | 0.5 | < | 0.5 | < | 0.5 | < | 0.5 | < | 0.5 | < | 0.5 |  |  | < | 0.5 | < | 0.5 | < | 0.5 | < | 0.5 | < | 1
min |  | 0 |  | 3 |  | 1 |  | 0.3 |  | 0.3 |  | 0.3 |  | 0.3 |  | 0 |  | 0 |  | 0.3 |  | 0.3 |  | 0.3 |  | 1 |  | 0.4 |  | 0.4 |  | 0.3 |  | 0.3 |  | 0.3 |  | 0.5 |  | 0.3 |  | 0.3 |  | 0.3 |  | 0 |  | 0.3 |  | 0.3 |  | 0.3 |  | 0.3 |  | 0.3 |  | 0.3 |  | 0 |  | 0 |  | 0 |  | 0.5 |  | 0.3 |  | 0 |  | 0 |  | 0.3 |  | 0.3 |  | 0.4 |  | 0.3 |  | 0.3 |  | 0.3 |  | 0.3 |  | 0 |  | 0.3 |  | 0.3 |  | 0.3 |  | 0.3 |  | 1
max |  | 0 |  | 5 |  | 2 |  | 0.5 |  | 1.1 |  | 17 |  | 1.7 |  | 0 |  | 0 |  | 0.5 |  | 0.5 |  | 0.5 |  | 1 |  | 0.8 |  | 0.7 |  | 2.9 |  | 0.5 |  | 0.5 |  | 0.7 |  | 0.5 |  | 0.5 |  | 0.5 |  | 0 |  | 0.5 |  | 0.5 |  | 0.5 |  | 0.5 |  | 0.5 |  | 0.5 |  | 0 |  | 0 |  | 0 |  | 3 |  | 0.5 |  | 0 |  | 0 |  | 3 |  | 0.5 |  | 0.7 |  | 0.5 |  | 0.5 |  | 0.5 |  | 0.5 |  | 0 |  | 0.5 |  | 0.5 |  | 0.5 |  | 0.5 |  | 1
avg |  | NA |  | 4.3333 |  | 1.6667 |  | 0.46667 |  | 0.56667 |  | 3.2167 |  | 0.73333 |  | NA |  | NA |  | 0.46667 |  | 0.46667 |  | 0.46667 |  | 1 |  | 0.6 |  | 0.51667 |  | 0.86667 |  | 0.46667 |  | 0.46667 |  | 0.54 |  | 0.46667 |  | 0.46667 |  | 0.46667 |  | NA |  | 0.46667 |  | 0.46667 |  | 0.46667 |  | 0.46 |  | 0.46667 |  | 0.46667 |  | NA |  | NA |  | NA |  | 1.7167 |  | 0.46667 |  | NA |  | NA |  | 0.88333 |  | 0.46667 |  | 0.53333 |  | 0.46667 |  | 0.46667 |  | 0.46667 |  | 0.46667 |  | NA |  | 0.46667 |  | 0.46667 |  | 0.46667 |  | 0.46667 |  | 1
count |  | 0 |  | 3 |  | 3 |  | 6 |  | 6 |  | 6 |  | 6 |  | 0 |  | 0 |  | 6 |  | 6 |  | 6 |  | 6 |  | 6 |  | 6 |  | 6 |  | 6 |  | 6 |  | 5 |  | 6 |  | 6 |  | 6 |  | 0 |  | 6 |  | 6 |  | 6 |  | 5 |  | 6 |  | 6 |  | 0 |  | 0 |  | 0 |  | 6 |  | 6 |  | 0 |  | 0 |  | 6 |  | 6 |  | 6 |  | 6 |  | 6 |  | 6 |  | 6 |  | 0 |  | 6 |  | 6 |  | 6 |  | 6 |  | 6
all values in ug/L
from ERS (new)
2000-09-13 | [6 empty] | < | 0.5 | [19 empty] | 0.6 |  |  |  |  | < | 0.5 | < | 0.5 | < | 0.5 | [39 empty] | 0.6
2000-09-30 | [6 empty] | < | 0.5 | [19 empty] | 0.6 |  |  |  |  | < | 0.5 | < | 0.5 | < | 0.5 | [39 empty] | 0.6
2001-03-08 | [6 empty] | < | 0.5 | [19 empty] | 0.8 |  |  |  |  | < | 15 | < | 15 | < | 10 | [39 empty] | 0.7
2001-03-31 | [6 empty] | < | 0.5 | [19 empty] | 0.8 |  |  |  |  | < | 15 | < | 15 | < | 10 | [39 empty] | 0.7
Of Combined:
Max Detected |  |  |  | NA |  | NA |  | NA |  | 1.1 |  | 17 |  | 1.7 | [5 empty] | N/A |  | N/A |  | N/A |  | N/A |  | 0.8 |  | 0.7 |  | 2.9 |  | N/A |  | N/A |  | 0.7 |  | N/A |  | N/A |  | N/A |  |  |  | N/A |  | N/A |  | N/A |  | N/A |  | N/A |  | N/A | [7 empty] | N/A |  | N/A | [5 empty] | N/A |  | N/A |  | 0.7 |  | N/A |  | N/A |  | N/A |  | N/A |  |  |  | N/A |  | N/A |  | N/A |  | N/A |  | N/A
Min Det Limit |  |  | < | 3 | < | 1 | < | 0.3 |  | NA |  | NA |  | NA |  |  |  |  | < | 0.3 | < | 0.3 | < | 0.3 | < | 1 |  | NA |  | NA |  | NA | < | 0.3 | < | 0.3 |  | NA | < | 0.3 | < | 0.3 | < | 0.3 |  |  | < | 0.3 | < | 0.3 | < | 0.3 | < | 0.3 | < | 0.3 | < | 0.3 | [6 empty] | < | 2 | < | 0.3 |  |  |  |  | < | 0.3 | < | 0.3 |  | NA | < | 0.3 | < | 0.3 | < | 0.3 | < | 0.3 |  |  | < | 0.3 | < | 0.3 | < | 0.3 | < | 0.3 | < | 1

## D 625
from Discharger
Date | Acenaphthene |  | Acenaphthylene |  | Aniline |  | Anthracene |  | Benzidine |  | Benzoic Acid |  | Benzo(a)anthracene |  | Benzo(b)fluoranthene |  | Benzo(k)fluoranthene |  | Benzo(a)pyrene |  | Benzo(g,h,i)perylene |  | Benzyl alcohol |  | Bis(2-chloroethyoxy)methane |  | Bis(2-chloroethyl)ether |  | Bis(2-chloroisopropyl)ether |  | Bis(2-ethylhexyl)phthalate |  | 4-Bromophenyl phenyl ether |  | Butyl Benzyl phthalate |  | 4-Chloroaniline |  | 2-Chloronaphthalene |  | 4-Chlorophenyl phenyl ether |  | 2-Chlorophenol |  | 4-Chloro-3-methylphenol |  | Chrysene |  | Dibenz(a,h)anthracene |  | Dibenzofuran |  | Di-N-butyl phthalate |  | 1,2-Dichlorobenzene |  | 1,3-Dichlorobenzene |  | 1,4-Dichlorobenzene |  | 3,3-Dichlorobenzidine |  | 2,4-Dichlorophenol |  | Diethyl phthalate |  | 2,4-Dimethylphenol |  | Dimethyl phthalate |  | 2,4-Dinitrophenol |  | 2,4-Dinitrotoluene |  | 2,6-Dinitrotoluene |  | Di-N-octyl phthalate |  | Fluoranthene |  | Fluorene |  | Hexachlorobenzene |  | Hexachlorobutadiene |  | Hexachlorocyclopentadiene |  | Hexachloroethane |  | Indeno(1,2,3-cd)pyrene |  | Isophorone |  | 2-Methyl-4,6-dinitrophenol |  | 2-Methylnaphthalene |  | 2-Methylphenol |  | 4-Methylphenol |  | Naphthalene |  | 2-Nitroaniline |  | 3-Nitroaniline |  | 4-Nitroaniline |  | Nitrobenzene |  | 2-Nitrophenol |  | 4-Nitrophenol |  | N-Nitrosodimethylamine |  | N-Nitrosodiphenylamine |  | N-Nitroso-di-N-propylamine |  | Pentachlorophenol |  | Phenanthrene |  | Phenol |  | Pyrene |  | 1,2,4-Trichlorobenzene |  | 2,4,5-Trichlorophenol |  | 2,4,6-Trichlorophenol |  | 1,2-Diphenylhydrazine
2000-03-08 | < | 5 | < | 5 |  |  | < | 5 | < | 20 |  |  | < | 5 | < | 5 | < | 5 | < | 5 | < | 5 |  |  | < | 5 | < | 5 | < | 10 | < | 25 | < | 5 | < | 5 |  |  | < | 5 | < | 5 | < | 5 | < | 5 | < | 5 | < | 5 |  |  | < | 25 | < | 5 | < | 5 | < | 5 | < | 25 | < | 5 | < | 5 | < | 5 | < | 5 | < | 10 | < | 5 | < | 5 | < | 5 | < | 5 | < | 5 | < | 5 | < | 25 | < | 25 | < | 5 | < | 5 | < | 25 | < | 10 | [6 empty] | < | 5 | [6 empty] | < | 5 | < | 5 | < | 10 | < | 25 | < | 5 | < | 5 | < | 5 | < | 5 | < | 5 | < | 5 | < | 10 |  |  | < | 5 | < | 5
2000-09-13 | < | 6 | < | 6 |  |  | < | 6 | < | 23 |  |  | < | 6 | < | 6 | < | 6 | < | 6 | < | 6 |  |  | < | 6 | < | 6 | < | 12 | < | 29 | < | 6 | < | 6 |  |  | < | 6 | < | 6 | < | 6 | < | 6 | < | 6 | < | 6 |  |  | < | 29 | < | 6 | < | 6 | < | 6 | < | 29 | < | 6 | < | 6 | < | 6 | < | 6 | < | 12 | < | 6 | < | 6 | < | 6 | < | 6 | < | 6 | < | 6 | < | 29 | < | 29 | < | 6 | < | 6 | < | 29 | < | 12 | [6 empty] | < | 6 | [6 empty] | < | 6 | < | 6 | < | 12 | < | 29 | < | 6 | < | 6 | < | 6 | < | 6 | < | 6 | < | 6 | < | 12 |  |  | < | 6 | < | 6
2001-03-08 | < | 15 | < | 15 |  |  | < | 10 | < | 20 |  |  | < | 10 | < | 10 | < | 10 | < | 10 | < | 15 |  |  | < | 10 | < | 10 | < | 10 |  | 40 | < | 10 | < | 10 |  |  | < | 15 | < | 15 | < | 15 | < | 5 | < | 10 | < | 10 |  |  | < | 15 | < | 15 | < | 15 | < | 10 | < | 20 | < | 15 | < | 15 | < | 25 | < | 15 | < | 50 | < | 15 | < | 15 | < | 15 | < | 15 | < | 15 | < | 10 | < | 10 | < | 15 | < | 10 | < | 10 | < | 15 | < | 50 | [6 empty] | < | 15 | [6 empty] | < | 10 | < | 15 | < | 15 | < | 10 | < | 10 | < | 10 | < | 50 | < | 15 | < | 15 | < | 15 | < | 15 |  |  | < | 10 | < | 5
2001-09-13 | < | 5 | < | 5 |  |  | < | 5 | < | 10 |  |  | < | 5 | < | 5 | < | 5 | < | 5 | < | 5 |  |  | < | 10 | < | 5 | < | 5 |  | 46 | < | 5 | < | 5 |  |  | < | 5 | < | 5 | < | 5 | < | 5 | < | 5 | < | 5 |  |  | < | 5 | < | 5 | < | 5 | < | 5 | < | 5 | < | 5 | < | 5 | < | 5 | < | 5 | < | 5 | < | 5 | < | 5 | < | 5 | < | 5 | < | 5 | < | 5 | < | 5 | < | 5 | < | 5 | < | 5 | < | 5 | < | 5 | [6 empty] | < | 5 | [6 empty] | < | 5 | < | 5 | < | 5 | < | 5 | < | 5 | < | 5 | < | 5 | < | 5 | < | 5 | < | 5 | < | 5 |  |  | < | 5 | < | 5
2002-03-14 | < | 6 | < | 6 |  |  | < | 6 | < | 12 |  |  | < | 6 | < | 6 | < | 6 | < | 6 | < | 6 |  |  | < | 6 | < | 6 | < | 6 | < | 6 | < | 6 | < | 6 |  |  | < | 6 | < | 6 | < | 6 | < | 6 | < | 6 | < | 6 |  |  | < | 6 | < | 6 | < | 6 | < | 6 | < | 6 | < | 6 | < | 6 | < | 6 | < | 6 | < | 6 | < | 6 | < | 6 | < | 6 | < | 6 | < | 6 | < | 6 | < | 6 | < | 6 | < | 6 | < | 6 | < | 6 | < | 6 | [6 empty] | < | 6 | [6 empty] | < | 6 | < | 6 | < | 6 | < | 6 | < | 6 | < | 6 | < | 6 | < | 6 | < | 6 | < | 6 | < | 6 |  |  | < | 6 | < | 6
2002-09-19 | [8 empty] | < | 5 | [14 empty] | < | 5 | < | 1 | < | 2 | < | 5 | < | 5 | < | 5 |  |  | < | 5 | < | 5 | < | 5 | < | 1 | [6 empty] | < | 5 | < | 2 | < | 1 | < | 2 | < | 5 | < | 5 | < | 2 | < | 2 | < | 2 | < | 5 | < | 5 | < | 5 | < | 5 |  |  |  |  | < | 1 | < | 1 | < | 5 | < | 1 |  |  | < | 1 | < | 5 | [14 empty] | < | 1 | < | 5 | < | 5 | < | 5 | < | 1 | < | 5 | < | 1 |  |  | < | 1 |  |  | < | 5 |  |  | < | 5 | < | 1
min |  | 5 |  | 5 |  | 0 |  | 5 |  | 5 |  | 0 |  | 5 |  | 5 |  | 5 |  | 5 |  | 5 |  | 0 |  | 5 |  | 1 |  | 2 |  | 5 |  | 5 |  | 5 |  | 0 |  | 5 |  | 5 |  | 5 |  | 1 |  | 5 |  | 5 |  | 0 |  | 5 |  | 2 |  | 1 |  | 2 |  | 5 |  | 5 |  | 2 |  | 2 |  | 2 |  | 5 |  | 5 |  | 5 |  | 5 |  | 5 |  | 5 |  | 1 |  | 1 |  | 5 |  | 1 |  | 5 |  | 1 |  | 5 |  | 0 |  | 0 |  | 0 |  | 5 |  | 0 |  | 0 |  | 0 |  | 1 |  | 5 |  | 5 |  | 5 |  | 1 |  | 5 |  | 1 |  | 5 |  | 1 |  | 5 |  | 5 |  | 0 |  | 5 |  | 1
max |  | 15 |  | 15 |  | 0 |  | 10 |  | 23 |  | 0 |  | 10 |  | 10 |  | 10 |  | 10 |  | 15 |  | 0 |  | 10 |  | 10 |  | 12 |  | 46 |  | 10 |  | 10 |  | 0 |  | 15 |  | 15 |  | 15 |  | 6 |  | 10 |  | 10 |  | 0 |  | 29 |  | 15 |  | 15 |  | 10 |  | 29 |  | 15 |  | 15 |  | 25 |  | 15 |  | 50 |  | 15 |  | 15 |  | 15 |  | 15 |  | 15 |  | 10 |  | 29 |  | 29 |  | 10 |  | 10 |  | 29 |  | 50 |  | 0 |  | 0 |  | 0 |  | 15 |  | 0 |  | 0 |  | 0 |  | 10 |  | 15 |  | 15 |  | 29 |  | 10 |  | 10 |  | 50 |  | 15 |  | 15 |  | 15 |  | 15 |  | 0 |  | 10 |  | 6
avg |  | 7.4 |  | 7.4 |  | NA |  | 6.4 |  | 15 |  | NA |  | 6.4 |  | 6.4 |  | 6.4 |  | 6.4 |  | 7.4 |  | NA |  | 7 |  | 5.5 |  | 7.5 |  | 25.1667 |  | 6.1667 |  | 6.1667 |  | NA |  | 7 |  | 7 |  | 7 |  | 4.6667 |  | 6.4 |  | 6.4 |  | NA |  | 14.1667 |  | 6.5 |  | 6.3333 |  | 5.6667 |  | 15 |  | 7 |  | 6.5 |  | 8.1667 |  | 6.5 |  | 14.6667 |  | 7 |  | 7 |  | 7 |  | 7.4 |  | 7.4 |  | 5.5 |  | 12.6667 |  | 14.1667 |  | 5.5 |  | 6.4 |  | 13.5 |  | 14.6667 |  | NA |  | NA |  | NA |  | 7.4 |  | NA |  | NA |  | NA |  | 5.5 |  | 7 |  | 8.8333 |  | 13.3333 |  | 5.5 |  | 6.1667 |  | 12.1667 |  | 7.4 |  | 6.3333 |  | 7.4 |  | 8.8333 |  | NA |  | 6.1667 |  | 4.6667
count |  | 5 |  | 5 |  | 0 |  | 5 |  | 6 |  | 0 |  | 5 |  | 5 |  | 5 |  | 5 |  | 5 |  | 0 |  | 6 |  | 6 |  | 6 |  | 6 |  | 6 |  | 6 |  | 0 |  | 6 |  | 6 |  | 6 |  | 6 |  | 5 |  | 5 |  | 0 |  | 6 |  | 6 |  | 6 |  | 6 |  | 6 |  | 6 |  | 6 |  | 6 |  | 6 |  | 6 |  | 6 |  | 6 |  | 6 |  | 5 |  | 5 |  | 6 |  | 6 |  | 6 |  | 6 |  | 5 |  | 6 |  | 6 |  | 0 |  | 0 |  | 0 |  | 5 |  | 0 |  | 0 |  | 0 |  | 6 |  | 6 |  | 6 |  | 6 |  | 6 |  | 6 |  | 6 |  | 5 |  | 6 |  | 5 |  | 6 |  | 0 |  | 6 |  | 6
all values in ug/L
from ERS (new)
2000-08-01 |  |  | < | 0.47 |  |  | < | 0.47 |  |  |  |  | < | 0.47 | < | 0.47 | < | 0.47 | < | 0.47 | < | 0.47 | [24 empty] | < | 0.47 | < | 0.47 | [30 empty] | < | 0.47 | [8 empty] | < | 0.47 | [32 empty] | < | 0.47 |  | 13 | < | 0.47
2000-08-31 | [127 empty] | 13
2000-09-13 |  |  | < | 0.3 |  |  | < | 0.3 |  |  |  |  | < | 0.3 | < | 0.3 | < | 0.3 | < | 0.3 | < | 0.3 | [22 empty] | < | 6 | < | 0.3 | < | 0.3 |  |  |  |  | < | 0.5 | < | 0.5 | < | 0.5 |  |  | < | 6 | [14 empty] | < | 6 | < | 0.3 | < | 6 | [6 empty] | < | 0.3 | [30 empty] | < | 6 | < | 0.3 | < | 6 | < | 0.3 |  |  |  |  | < | 6
2000-09-30 | [44 empty] | < | 6 | [8 empty] | < | 0.5 | < | 0.5 | < | 0.5 |  |  | < | 6 | [14 empty] | < | 6 |  |  | < | 6 | [38 empty] | < | 6 |  |  | < | 6
2000-10-04 |  |  | < | 0.3 |  |  | < | 0.3 |  |  |  |  | < | 0.3 | < | 0.3 | < | 0.3 | < | 0.3 | < | 0.3 | [24 empty] | < | 0.3 | < | 0.3 | [30 empty] | < | 0.3 | [8 empty] | < | 0.3 | [32 empty] | < | 0.3 |  |  | < | 0.3
2000-11-01 |  |  | < | 0.3 |  |  | < | 0.3 |  |  |  |  | < | 0.3 | < | 0.3 | < | 0.3 | < | 0.3 | < | 0.3 | [24 empty] | < | 0.3 | < | 0.3 | [30 empty] | < | 0.3 | [8 empty] | < | 0.3 | [32 empty] | < | 0.3 |  |  | < | 0.3
2000-12-05 |  |  | < | 0.3 |  |  | < | 0.3 |  |  |  |  | < | 0.3 | < | 0.3 | < | 0.3 | < | 0.3 | < | 0.3 | [24 empty] | < | 0.3 | < | 0.3 | [30 empty] | < | 0.3 | [8 empty] | < | 0.3 | [32 empty] | < | 0.3 |  |  |  | 0.3
2001-01-03 |  |  | < | 0.3 |  |  | < | 0.3 |  |  |  |  | < | 0.3 | < | 0.3 | < | 0.3 | < | 0.3 | < | 0.3 | [24 empty] | < | 0.3 | < | 0.3 | [30 empty] | < | 0.3 | [8 empty] | < | 0.3 | [32 empty] | < | 0.3 |  | 0.006 | < | 0.3
2001-01-31 | [127 empty] | 0.006
2001-02-05 |  |  | < | 0.3 |  |  | < | 0.3 |  |  |  |  | < | 0.3 | < | 0.3 | < | 0.3 | < | 0.3 | < | 0.3 | [24 empty] | < | 0.3 | < | 0.3 | [30 empty] | < | 0.3 | [8 empty] | < | 0.3 | [32 empty] | < | 0.3 |  |  | < | 0.3
2001-03-08 |  |  | < | 0.3 |  |  | < | 0.3 |  |  |  |  | < | 0.3 | < | 0.3 | < | 0.3 | < | 0.3 | < | 0.3 | [22 empty] | < | 5 | < | 0.3 | < | 0.3 |  |  |  |  | < | 15 | < | 15 | < | 10 |  |  | < | 15 | [14 empty] | < | 15 | < | 0.3 | < | 15 | [6 empty] | < | 0.3 | [30 empty] | < | 50 | < | 0.3 | < | 5 | < | 0.3 |  |  |  |  | < | 10
2001-03-31 | [44 empty] | < | 5 | [8 empty] | < | 15 | < | 15 | < | 10 |  |  | < | 15 | [14 empty] | < | 15 |  |  | < | 15 | [38 empty] | < | 50 |  |  | < | 5
2001-04-03 |  |  | < | 0.3 |  |  | < | 0.3 |  |  |  |  | < | 0.3 | < | 0.3 | < | 0.3 | < | 0.3 | < | 0.3 | [24 empty] | < | 0.3 | < | 0.3 | [30 empty] | < | 0.3 | [8 empty] | < | 0.3 | [32 empty] | < | 0.3 | < | 1 | < | 0.3
2001-04-30 | [126 empty] | < | 1
2001-05-01 |  |  | < | 0.3 |  |  | < | 0.3 |  |  |  |  | < | 0.3 | < | 0.3 | < | 0.3 | < | 0.3 | < | 0.3 | [24 empty] | < | 0.3 | < | 0.3 | [30 empty] | < | 0.3 | [8 empty] | < | 0.3 | [32 empty] | < | 0.3 | < | 5 | < | 0.3
2001-05-31 | [126 empty] | < | 5
2001-06-05 |  |  | < | 0.4 |  |  | < | 0.4 |  |  |  |  | < | 0.4 | < | 0.4 | < | 0.4 | < | 0.4 | < | 0.4 | [24 empty] | < | 0.4 | < | 0.4 | [30 empty] | < | 0.4 | [8 empty] | < | 0.4 | [32 empty] | < | 0.4 |  |  | < | 0.4
2001-07-02 |  |  | < | 0.4 |  |  | < | 0.4 |  |  |  |  | < | 0.4 | < | 0.4 | < | 0.4 | < | 0.4 | < | 0.4 | [24 empty] | < | 0.4 | < | 0.4 | [30 empty] | < | 0.4 | [8 empty] | < | 0.4 | [32 empty] | < | 0.4 |  | 8 | < | 0.4
2001-07-31 | [127 empty] | 8
2001-08-01 |  |  | < | 0.3 |  |  | < | 0.4 |  |  |  |  | < | 0.4 | < | 0.4 | < | 0.4 | < | 0.4 | < | 0.2 | [24 empty] | < | 0.4 | < | 0.2 | [30 empty] | < | 0.2 | [8 empty] | < | 0.06 | [32 empty] | < | 0.06 |  |  | < | 0.06
2001-08-09 | [127 empty] | 8
2001-08-31 | [127 empty] | 8
2001-09-04 |  |  | < | 0.3 |  |  | < | 0.3 |  |  |  |  | < | 0.3 | < | 0.3 | < | 0.3 | < | 0.3 | < | 0.3 | [24 empty] | < | 0.3 | < | 0.3 | [30 empty] | < | 0.3 | [8 empty] | < | 0.3 | [32 empty] | < | 0.3 |  |  | < | 0.3
2001-09-18 | [127 empty] | 10
2001-09-30 | [127 empty] | 10
2001-10-02 |  |  | < | 0.2 |  |  | < | 0.3 |  |  |  |  | < | 0.3 | < | 0.3 | < | 0.3 | < | 0.3 | < | 0.1 | [24 empty] | < | 0.3 | < | 0.1 | [30 empty] | < | 0.05 | [8 empty] | < | 0.05 | [32 empty] | < | 0.05 |  | 17 | < | 0.05
2001-10-31 | [127 empty] | 17
2002-01-03 |  |  | < | 0.3 |  |  | < | 0.3 |  |  |  |  | < | 0.3 | < | 0.3 | < | 0.3 | < | 0.3 | < | 0.3 | [24 empty] | < | 0.3 | < | 0.3 | [30 empty] | < | 0.3 | [8 empty] | < | 0.3 | [32 empty] | < | 0.3 |  | 34 | < | 0.3
2002-01-31 | [127 empty] | 34
2002-02-05 |  |  | < | 0.3 |  |  | < | 0.3 |  |  |  |  | < | 0.3 | < | 0.3 | < | 0.3 | < | 0.3 | < | 0.3 | [24 empty] | < | 0.3 | < | 0.3 | [30 empty] | < | 0.3 | [8 empty] | < | 0.3 | [32 empty] | < | 0.3 | < | 5 | < | 0.3
2002-02-28 | [126 empty] | < | 5
2002-04-02 |  |  | < | 0.3 |  |  | < | 0.3 |  |  |  |  | < | 0.3 | < | 0.3 | < | 0.3 | < | 0.3 | < | 0.3 | [24 empty] | < | 0.3 | < | 0.3 | [30 empty] | < | 0.3 | [8 empty] | < | 0.3 | [32 empty] | < | 0.3 | < | 5 | < | 0.3
2002-04-30 | [126 empty] | < | 5
2002-07-02 |  |  | < | 0.3 |  |  | < | 0.3 |  |  |  |  | < | 0.3 | < | 0.3 | < | 0.3 | < | 0.3 | < | 0.3 | [24 empty] | < | 0.3 | < | 0.3 | [30 empty] | < | 0.3 | [8 empty] | < | 0.3 | [32 empty] | < | 0.3 | < | 5 | < | 0.3
2002-07-31 | [126 empty] | < | 5
2002-08-07 |  |  | < | 0.2 |  |  | < | 0.3 |  |  |  |  | < | 0.3 | < | 0.3 | < | 0.3 | < | 0.3 | < | 0.1 | [24 empty] | < | 0.3 | < | 0.1 | [30 empty] | < | 0.1 | [8 empty] | < | 0.05 | [32 empty] | < | 0.05 | J | 3.3 | < | 0.05
2002-08-31 | [126 empty] | J | 3.3
2002-09-04 |  |  | < | 0.2 |  |  | < | 0.3 |  |  |  |  | < | 0.3 | < | 0.3 | < | 0.3 | < | 0.3 | < | 0.1 | [24 empty] | < | 0.3 | < | 0.1 | [30 empty] | < | 0.1 | [8 empty] | < | 0.05 | [32 empty] | < | 0.05 | d | 4.8 | < | 0.05
2002-09-30 | [126 empty] | d | 4.8
2002-10-02 |  |  |  | 0.2 |  |  | < | 0.3 |  |  |  |  | < | 0.3 | < | 0.3 | < | 0.3 | < | 0.3 | < | 0.1 | [24 empty] | < | 0.3 | < | 0.1 | [30 empty] | < | 0.1 | [8 empty] | < | 0.05 | [32 empty] | < | 0.05 | < | 5 | < | 0.05
2002-10-31 | [126 empty] | < | 5
2002-11-06 |  |  | < | 0.2 |  |  | < | 0.3 |  |  |  |  | < | 0.3 | < | 0.3 | < | 0.3 | < | 0.3 | < | 0.1 | [24 empty] | < | 0.3 | < | 0.1 | [30 empty] | < | 0.1 | [8 empty] | < | 0.05 | [32 empty] | < | 0.05 | < | 25 | < | 0.05
2002-11-30 | [126 empty] | < | 25
2002-12-04 |  |  | < | 0.4 |  |  | < | 0.4 |  |  |  |  | < | 0.4 | < | 0.4 | < | 0.4 | < | 0.4 | < | 0.2 | [24 empty] | < | 0.4 | < | 0.2 | [30 empty] | < | 0.2 | [8 empty] | < | 0.06 | [32 empty] | < | 0.06 |  | 6 | < | 0.06
2002-12-31 | [127 empty] | 6
2003-01-02 |  |  | < | 0.2 |  |  | < | 0.3 |  |  |  |  | < | 0.3 | < | 0.3 | < | 0.3 | < | 0.3 | < | 0.1 | [24 empty] | < | 0.3 | < | 0.1 | [30 empty] | < | 0.1 | [8 empty] | < | 0.05 | [32 empty] | < | 0.05 |  | 5 | < | 0.05
2003-01-31 | [127 empty] | 5
2003-02-06 |  |  | < | 0.2 |  |  | < | 0.3 |  |  |  |  | < | 0.3 | < | 0.3 | < | 0.3 | < | 0.3 | < | 0.1 | [24 empty] | < | 0.3 | < | 0.1 | [30 empty] | < | 0.1 | [8 empty] | < | 0.05 | [32 empty] | < | 0.05 |  | 3 | < | 0.05
2003-02-28 | [127 empty] | 3
Of Combined:
Max Detected |  | NA |  | 0.2 |  |  |  | N/A |  | NA |  |  |  | N/A |  | N/A |  | N/A |  | N/A |  | N/A |  |  |  | N/A |  | N/A |  | N/A |  | 46 |  | N/A |  | N/A |  |  |  | N/A |  | N/A |  | N/A |  | N/A |  | N/A |  | N/A |  |  |  | N/A |  | N/A |  | N/A |  | N/A |  | N/A |  | N/A |  | N/A |  | N/A |  | N/A |  | N/A |  | N/A |  | N/A |  | N/A |  | N/A |  | N/A |  | N/A |  | N/A |  | N/A |  | N/A |  | N/A |  | N/A |  | N/A | [7 empty] | N/A | [7 empty] | N/A |  | N/A |  | N/A |  | N/A |  | N/A |  | N/A |  | N/A |  | N/A |  | 34 |  | NA |  | N/A |  |  |  | N/A |  | N/A
Min Det Limit | < | 5 |  | NA |  |  | < | 0.3 | < | 5 |  |  | < | 0.3 | < | 0.3 | < | 0.3 | < | 0.3 | < | 0.1 |  |  | < | 5 | < | 1 | < | 2 |  |  | < | 5 | < | 5 |  |  | < | 5 | < | 5 | < | 5 | < | 1 | < | 0.3 | < | 0.1 |  |  | < | 5 | < | 0.5 | < | 0.5 | < | 0.5 | < | 5 | < | 5 | < | 2 | < | 2 | < | 2 | < | 5 | < | 5 | < | 5 | < | 5 | < | 5 | < | 0.05 | < | 1 | < | 1 | < | 5 | < | 1 | < | 0.05 | < | 1 | < | 5 | [6 empty] | < | 5 | [6 empty] | < | 1 | < | 5 | < | 5 | < | 5 | < | 1 | < | 5 | < | 1 | < | 0.05 |  | NA | < | 0.05 | < | 5 |  |  | < | 5 | < | 1

## D Tributyltin
from Discharger
Date | Tributyltin | ng/L | Tributyltin | ug/L
2000-03-08 |  | 8 |  | 0.008
2000-09-13 | < | 2 | < | 0.002
2001-03-08 | < | 50 | < | 0.05
2001-09-13 | < | 2 | < | 0.002
2002-03-13 | < | 4.81 | < | 0.00481
2002-09-19 | < | 4.26 | < | 0.00426
min |  | 2 | < | 0.002
max |  | 50 |  | 0.008
avg |  | 11.845
count |  | 6
from ERS (ug/L)
2000-09-13 | < | 2
2001-03-08 | < | 0.05
2000-09-30 | < | 2
2001-03-31 | < | 0.05
Of Combined:
Max Detected |  |  |  | 0.008
Min Det Limit |  |  |  | NA

## ERS II CTR Pollutants
Subject: NPDES Permit's Monitoring Data from Delta Diablo SD from RWQCB-San Francisco Bay Region's ERS (As of March 2003)
| PermitTitle | Description | Pollutant | Date | GTLT | Value | Unit | IF Detected | AVG | MAX | MIN | MDL | CTR # | Comment | MAX DET |  | MIN DL
11411 | Delta Diablo Sanitation District | E-001 D Eff Daily Maximum | As | 2000-01-04 | < | 5 | ug/l | [5 empty] | 2
11413 | Delta Diablo Sanitation District | E-001 D Eff Daily Maximum | As | 2000-02-01 | < | 5 | ug/l | [5 empty] | 2
11415 | Delta Diablo Sanitation District | E-001 D Eff Daily Maximum | As | 2000-03-08 | < | 5 | ug/l | [5 empty] | 2
11417 | Delta Diablo Sanitation District | E-001 D Eff Daily Maximum | As | 2000-04-05 | < | 5 | ug/l | [5 empty] | 2
11419 | Delta Diablo Sanitation District | E-001 D Eff Daily Maximum | As | 2000-05-02 | < | 5 | ug/l | [5 empty] | 2
11421 | Delta Diablo Sanitation District | E-001 D Eff Daily Maximum | As | 2000-06-06 |  | 3 | ug/l | 3 |  |  |  |  | 2
11423 | Delta Diablo Sanitation District | E-001 D Eff Daily Maximum | As | 2000-08-01 | < | 5 | ug/l | [5 empty] | 2
11425 | Delta Diablo Sanitation District | E-001 D Eff Daily Maximum | As | 2000-09-13 | < | 5 | ug/l | [5 empty] | 2
11427 | Delta Diablo Sanitation District | E-001 D Eff Daily Maximum | As | 2000-10-04 | < | 5 | ug/l | [5 empty] | 2
11429 | Delta Diablo Sanitation District | E-001 D Eff Daily Maximum | As | 2000-11-01 | < | 5 | ug/l | [5 empty] | 2
11431 | Delta Diablo Sanitation District | E-001 D Eff Daily Maximum | As | 2000-12-05 | < | 5 | ug/l | [5 empty] | 2
11433 | Delta Diablo Sanitation District | E-001 D Eff Daily Maximum | As | 2001-01-03 | < | 5 | ug/l | [5 empty] | 2
11435 | Delta Diablo Sanitation District | E-001 D Eff Daily Maximum | As | 2001-02-05 | < | 5 | ug/l | [5 empty] | 2
11437 | Delta Diablo Sanitation District | E-001 D Eff Daily Maximum | As | 2001-03-08 |  | 4 | ug/l | 4 |  |  |  |  | 2
11439 | Delta Diablo Sanitation District | E-001 D Eff Daily Maximum | As | 2001-04-03 | < | 2 | ug/l | [5 empty] | 2
11441 | Delta Diablo Sanitation District | E-001 D Eff Daily Maximum | As | 2001-05-07 |  | 7.2 | ug/l | 7.2 |  |  |  |  | 2
11443 | Delta Diablo Sanitation District | E-001 D Eff Daily Maximum | As | 2001-06-05 |  | 6.2 | ug/l | 6.2 |  |  |  |  | 2
11445 | Delta Diablo Sanitation District | E-001 D Eff Daily Maximum | As | 2001-07-02 |  | 5 | ug/l | 5 |  |  |  |  | 2
11447 | Delta Diablo Sanitation District | E-001 D Eff Daily Maximum | As | 2001-08-01 |  | 10.1 | ug/l | 10.1 |  |  |  |  | 2
11449 | Delta Diablo Sanitation District | E-001 D Eff Daily Maximum | As | 2001-09-04 |  | 6.4 | ug/l | 6.4 |  |  |  |  | 2
11451 | Delta Diablo Sanitation District | E-001 D Eff Daily Maximum | As | 2001-10-02 |  | 5.6 | ug/l | 5.6 |  |  |  |  | 2
11453 | Delta Diablo Sanitation District | E-001 D Eff Daily Maximum | As | 2002-01-03 | < | 5 | ug/l | [5 empty] | 2
11455 | Delta Diablo Sanitation District | E-001 D Eff Daily Maximum | As | 2002-02-05 | < | 5 | ug/l | [5 empty] | 2
11457 | Delta Diablo Sanitation District | E-001 D Eff Daily Maximum | As | 2002-04-10 |  | 5.3 | ug/l | 5.3 |  |  |  |  | 2
11459 | Delta Diablo Sanitation District | E-001 D Eff Daily Maximum | As | 2002-07-12 |  | 9.4 | ug/l | 9.4 |  |  |  |  | 2
11461 | Delta Diablo Sanitation District | E-001 D Eff Daily Maximum | As | 2002-08-07 |  | 5.5 | ug/l | 5.5 |  |  |  |  | 2
11463 | Delta Diablo Sanitation District | E-001 D Eff Daily Maximum | As | 2002-09-04 |  | 7.5 | ug/l | 7.5 |  |  |  |  | 2
11465 | Delta Diablo Sanitation District | E-001 D Eff Daily Maximum | As | 2002-10-02 |  | 6.2 | ug/l | 6.2 |  |  |  |  | 2
11467 | Delta Diablo Sanitation District | E-001 D Eff Daily Maximum | As | 2002-11-06 |  | 4.7 | ug/l | 4.7 |  |  |  |  | 2
11469 | Delta Diablo Sanitation District | E-001 D Eff Daily Maximum | As | 2002-12-04 |  | 11 | ug/l | 11 |  |  |  |  | 2
11471 | Delta Diablo Sanitation District | E-001 D Eff Daily Maximum | As | 2003-01-02 |  | 5.4 | ug/l | 5.4 |  |  |  |  | 2
11473 | Delta Diablo Sanitation District | E-001 D Eff Daily Maximum | As | 2003-02-06 |  | 12 | ug/l | 12 | 6.7353 | 12 | 3 |  | 2 |  | 12
11412 | Delta Diablo Sanitation District | E-001 D Eff Monthly Average | As | 2000-01-31 | < | 5 | ug/l | [5 empty] | 2
11414 | Delta Diablo Sanitation District | E-001 D Eff Monthly Average | As | 2000-02-29 | < | 5 | ug/l | [5 empty] | 2
11416 | Delta Diablo Sanitation District | E-001 D Eff Monthly Average | As | 2000-03-31 | < | 5 | ug/l | [5 empty] | 2
11418 | Delta Diablo Sanitation District | E-001 D Eff Monthly Average | As | 2000-04-30 | < | 5 | ug/l | [5 empty] | 2
11420 | Delta Diablo Sanitation District | E-001 D Eff Monthly Average | As | 2000-05-31 | < | 5 | ug/l | [5 empty] | 2
11422 | Delta Diablo Sanitation District | E-001 D Eff Monthly Average | As | 2000-06-30 |  | 3 | ug/l | 3 |  |  |  |  | 2
11424 | Delta Diablo Sanitation District | E-001 D Eff Monthly Average | As | 2000-08-31 | < | 5 | ug/l | [5 empty] | 2
11426 | Delta Diablo Sanitation District | E-001 D Eff Monthly Average | As | 2000-09-30 | < | 5 | ug/l | [5 empty] | 2
11428 | Delta Diablo Sanitation District | E-001 D Eff Monthly Average | As | 2000-10-31 | < | 5 | ug/l | [5 empty] | 2
11430 | Delta Diablo Sanitation District | E-001 D Eff Monthly Average | As | 2000-11-30 | < | 5 | ug/l | [5 empty] | 2
11432 | Delta Diablo Sanitation District | E-001 D Eff Monthly Average | As | 2000-12-31 | < | 5 | ug/l | [5 empty] | 2
11434 | Delta Diablo Sanitation District | E-001 D Eff Monthly Average | As | 2001-01-31 | < | 5 | ug/l | [5 empty] | 2
11436 | Delta Diablo Sanitation District | E-001 D Eff Monthly Average | As | 2001-02-28 | < | 5 | ug/l | [5 empty] | 2
11438 | Delta Diablo Sanitation District | E-001 D Eff Monthly Average | As | 2001-03-31 |  | 4 | ug/l | 4 |  |  |  |  | 2
11440 | Delta Diablo Sanitation District | E-001 D Eff Monthly Average | As | 2001-04-30 | < | 2 | ug/l | [5 empty] | 2
11442 | Delta Diablo Sanitation District | E-001 D Eff Monthly Average | As | 2001-05-31 |  | 7.2 | ug/l | 7.2 |  |  |  |  | 2
11444 | Delta Diablo Sanitation District | E-001 D Eff Monthly Average | As | 2001-06-30 |  | 6.2 | ug/l | 6.2 |  |  |  |  | 2
11446 | Delta Diablo Sanitation District | E-001 D Eff Monthly Average | As | 2001-07-31 |  | 5 | ug/l | 5 |  |  |  |  | 2
11448 | Delta Diablo Sanitation District | E-001 D Eff Monthly Average | As | 2001-08-31 |  | 10.1 | ug/l | 10.1 |  |  |  |  | 2
11450 | Delta Diablo Sanitation District | E-001 D Eff Monthly Average | As | 2001-09-30 |  | 6.4 | ug/l | 6.4 |  |  |  |  | 2
11452 | Delta Diablo Sanitation District | E-001 D Eff Monthly Average | As | 2001-10-31 |  | 5.6 | ug/l | 5.6 |  |  |  |  | 2
11454 | Delta Diablo Sanitation District | E-001 D Eff Monthly Average | As | 2002-01-31 | < | 5 | ug/l | [5 empty] | 2
11456 | Delta Diablo Sanitation District | E-001 D Eff Monthly Average | As | 2002-02-28 | < | 5 | ug/l | [5 empty] | 2
11458 | Delta Diablo Sanitation District | E-001 D Eff Monthly Average | As | 2002-04-30 |  | 5.3 | ug/l | 5.3 |  |  |  |  | 2
11460 | Delta Diablo Sanitation District | E-001 D Eff Monthly Average | As | 2002-07-31 |  | 9.4 | ug/l | 9.4 |  |  |  |  | 2
11462 | Delta Diablo Sanitation District | E-001 D Eff Monthly Average | As | 2002-08-31 |  | 5.5 | ug/l | 5.5 |  |  |  |  | 2
11464 | Delta Diablo Sanitation District | E-001 D Eff Monthly Average | As | 2002-09-30 |  | 7.5 | ug/l | 7.5 |  |  |  |  | 2
11466 | Delta Diablo Sanitation District | E-001 D Eff Monthly Average | As | 2002-10-31 |  | 6.2 | ug/l | 6.2 |  |  |  |  | 2
11468 | Delta Diablo Sanitation District | E-001 D Eff Monthly Average | As | 2002-11-30 |  | 4.7 | ug/l | 4.7 |  |  |  |  | 2
11470 | Delta Diablo Sanitation District | E-001 D Eff Monthly Average | As | 2002-12-31 |  | 11 | ug/l | 11 |  |  |  |  | 2
11472 | Delta Diablo Sanitation District | E-001 D Eff Monthly Average | As | 2003-01-31 |  | 5.4 | ug/l | 5.4 |  |  |  |  | 2
11474 | Delta Diablo Sanitation District | E-001 D Eff Monthly Average | As | 2003-02-28 |  | 12 | ug/l | 12 | 6.7353 | 12 | 3 |  | 2
12785 | Delta Diablo Sanitation District | E-001 Metals, Cyanide, Tributyltin, Total Solids Eff Daily M | As | 2003-01-02 |  | 5.4 | ug/l | [5 empty] | 2
12786 | Delta Diablo Sanitation District | E-001 Metals, Cyanide, Tributyltin, Total Solids Eff Daily M | As | 2003-02-06 |  | 12 | ug/l | [5 empty] | 2
11487 | Delta Diablo Sanitation District | E-001 D Eff Daily Maximum | Cd | 2000-01-04 | < | 2 | ug/l | [5 empty] | 4
11488 | Delta Diablo Sanitation District | E-001 D Eff Daily Maximum | Cd | 2000-02-01 | < | 2 | ug/l | [5 empty] | 4
11489 | Delta Diablo Sanitation District | E-001 D Eff Daily Maximum | Cd | 2000-03-08 | < | 2 | ug/l | [5 empty] | 4
11490 | Delta Diablo Sanitation District | E-001 D Eff Daily Maximum | Cd | 2000-04-05 | < | 2 | ug/l | [5 empty] | 4
11491 | Delta Diablo Sanitation District | E-001 D Eff Daily Maximum | Cd | 2000-05-02 | < | 2 | ug/l | [5 empty] | 4
11492 | Delta Diablo Sanitation District | E-001 D Eff Daily Maximum | Cd | 2000-06-06 | < | 0.2 | ug/l | [5 empty] | 4
11493 | Delta Diablo Sanitation District | E-001 D Eff Daily Maximum | Cd | 2000-08-01 | < | 2 | ug/l | [5 empty] | 4
11494 | Delta Diablo Sanitation District | E-001 D Eff Daily Maximum | Cd | 2000-09-13 | < | 2 | ug/l | [5 empty] | 4
11495 | Delta Diablo Sanitation District | E-001 D Eff Daily Maximum | Cd | 2000-10-04 | < | 2 | ug/l | [5 empty] | 4
11496 | Delta Diablo Sanitation District | E-001 D Eff Daily Maximum | Cd | 2000-11-01 | < | 2 | ug/l | [5 empty] | 4
11497 | Delta Diablo Sanitation District | E-001 D Eff Daily Maximum | Cd | 2000-12-05 | < | 2 | ug/l | [5 empty] | 4
11498 | Delta Diablo Sanitation District | E-001 D Eff Daily Maximum | Cd | 2001-01-03 | < | 2 | ug/l | [5 empty] | 4
11499 | Delta Diablo Sanitation District | E-001 D Eff Daily Maximum | Cd | 2001-02-05 | < | 2 | ug/l | [5 empty] | 4
11500 | Delta Diablo Sanitation District | E-001 D Eff Daily Maximum | Cd | 2001-03-08 | < | 0.2 | ug/l | [5 empty] | 4
11501 | Delta Diablo Sanitation District | E-001 D Eff Daily Maximum | Cd | 2001-04-03 | < | 2 | ug/l | [5 empty] | 4
11502 | Delta Diablo Sanitation District | E-001 D Eff Daily Maximum | Cd | 2001-05-07 | < | 2 | ug/l | [5 empty] | 4
11503 | Delta Diablo Sanitation District | E-001 D Eff Daily Maximum | Cd | 2001-06-05 | < | 2 | ug/l | [5 empty] | 4
11504 | Delta Diablo Sanitation District | E-001 D Eff Daily Maximum | Cd | 2001-07-02 | < | 0.1 | ug/l | [5 empty] | 4
11505 | Delta Diablo Sanitation District | E-001 D Eff Daily Maximum | Cd | 2001-08-01 | < | 2 | ug/l | [5 empty] | 4
11506 | Delta Diablo Sanitation District | E-001 D Eff Daily Maximum | Cd | 2001-09-04 | < | 2 | ug/l | [5 empty] | 4
11507 | Delta Diablo Sanitation District | E-001 D Eff Daily Maximum | Cd | 2001-10-02 | < | 2 | ug/l | [5 empty] | 4
11508 | Delta Diablo Sanitation District | E-001 D Eff Daily Maximum | Cd | 2002-01-03 | < | 2 | ug/l | [5 empty] | 4
11509 | Delta Diablo Sanitation District | E-001 D Eff Daily Maximum | Cd | 2002-02-05 | < | 2 | ug/l | [5 empty] | 4
11510 | Delta Diablo Sanitation District | E-001 D Eff Daily Maximum | Cd | 2002-04-10 | < | 2 | ug/l | [5 empty] | 4
11511 | Delta Diablo Sanitation District | E-001 D Eff Daily Maximum | Cd | 2002-07-12 | < | 0.1 | ug/l | [5 empty] | 4
11512 | Delta Diablo Sanitation District | E-001 D Eff Daily Maximum | Cd | 2002-08-07 | < | 2 | ug/l | [5 empty] | 4
11513 | Delta Diablo Sanitation District | E-001 D Eff Daily Maximum | Cd | 2002-09-04 | d | 0.04 | ug/l | 0.04 |  |  |  |  | 4
11514 | Delta Diablo Sanitation District | E-001 D Eff Daily Maximum | Cd | 2002-10-02 | < | 2 | ug/l | [5 empty] | 4
11515 | Delta Diablo Sanitation District | E-001 D Eff Daily Maximum | Cd | 2002-11-06 | < | 2 | ug/l | [5 empty] | 4
11516 | Delta Diablo Sanitation District | E-001 D Eff Daily Maximum | Cd | 2002-12-04 | dnq | 0.03 | ug/l | 0.03 |  |  |  |  | 4
11517 | Delta Diablo Sanitation District | E-001 D Eff Daily Maximum | Cd | 2003-01-02 | dnq | 0.4 | ug/l | 0.4 |  |  |  |  | 4
11518 | Delta Diablo Sanitation District | E-001 D Eff Daily Maximum | Cd | 2003-02-06 | < | 0.1 | ug/l |  | 0.15667 | 0.4 | 0.03 |  | 4 |  | 0.04
12787 | Delta Diablo Sanitation District | E-001 Metals, Cyanide, Tributyltin, Total Solids Eff Daily M | Cd | 2003-01-02 | dnq | 0.4 | ug/l | [5 empty] | 4
12788 | Delta Diablo Sanitation District | E-001 Metals, Cyanide, Tributyltin, Total Solids Eff Daily M | Cd | 2003-02-06 | < | 0.1 | ug/l | [5 empty] | 4
11589 | Delta Diablo Sanitation District | E-001 D Eff Daily Maximum | Cu | 2000-01-04 |  | 6.1 | ug/l | 6.1 |  |  |  |  | 6
11590 | Delta Diablo Sanitation District | E-001 D Eff Daily Maximum | Cu | 2000-01-19 |  | 7.2 | ug/l | 7.2 |  |  |  |  | 6
11591 | Delta Diablo Sanitation District | E-001 D Eff Daily Maximum | Cu | 2000-02-01 | < | 5 | ug/l | [5 empty] | 6
11592 | Delta Diablo Sanitation District | E-001 D Eff Daily Maximum | Cu | 2000-02-14 | < | 5 | ug/l | [5 empty] | 6
11593 | Delta Diablo Sanitation District | E-001 D Eff Daily Maximum | Cu | 2000-03-08 | < | 5 | ug/l | [5 empty] | 6
11594 | Delta Diablo Sanitation District | E-001 D Eff Daily Maximum | Cu | 2000-03-21 | < | 5 | ug/l | [5 empty] | 6
11595 | Delta Diablo Sanitation District | E-001 D Eff Daily Maximum | Cu | 2000-04-05 |  | 5.5 | ug/l | 5.5 |  |  |  |  | 6
11596 | Delta Diablo Sanitation District | E-001 D Eff Daily Maximum | Cu | 2000-04-18 |  | 3.6 | ug/l | 3.6 |  |  |  |  | 6
11597 | Delta Diablo Sanitation District | E-001 D Eff Daily Maximum | Cu | 2000-05-02 | < | 8.8 | ug/l | [5 empty] | 6
11598 | Delta Diablo Sanitation District | E-001 D Eff Daily Maximum | Cu | 2000-05-15 | < | 8.8 | ug/l | [5 empty] | 6
11599 | Delta Diablo Sanitation District | E-001 D Eff Daily Maximum | Cu | 2000-06-06 |  | 3 | ug/l | 3 |  |  |  |  | 6
11600 | Delta Diablo Sanitation District | E-001 D Eff Daily Maximum | Cu | 2000-06-13 |  | 11 | ug/l | 11 |  |  |  |  | 6
11601 | Delta Diablo Sanitation District | E-001 D Eff Daily Maximum | Cu | 2000-06-19 |  | 3 | ug/l | 3 |  |  |  |  | 6
11602 | Delta Diablo Sanitation District | E-001 D Eff Daily Maximum | Cu | 2000-08-01 |  | 5.8 | ug/l | 5.8 |  |  |  |  | 6
11603 | Delta Diablo Sanitation District | E-001 D Eff Daily Maximum | Cu | 2000-08-16 |  | 5.9 | ug/l | 5.9 |  |  |  |  | 6
11604 | Delta Diablo Sanitation District | E-001 D Eff Daily Maximum | Cu | 2000-08-31 | < | 5 | ug/l | [5 empty] | 6
11605 | Delta Diablo Sanitation District | E-001 D Eff Daily Maximum | Cu | 2000-09-13 | < | 5 | ug/l | [5 empty] | 6
11606 | Delta Diablo Sanitation District | E-001 D Eff Daily Maximum | Cu | 2000-09-20 | < | 5 | ug/l | [5 empty] | 6
11607 | Delta Diablo Sanitation District | E-001 D Eff Daily Maximum | Cu | 2000-10-04 | < | 5 | ug/l | [5 empty] | 6
11608 | Delta Diablo Sanitation District | E-001 D Eff Daily Maximum | Cu | 2000-10-18 | < | 5 | ug/l | [5 empty] | 6
11609 | Delta Diablo Sanitation District | E-001 D Eff Daily Maximum | Cu | 2000-11-01 |  | 12.1 | ug/l | 12.1 |  |  |  |  | 6
11610 | Delta Diablo Sanitation District | E-001 D Eff Daily Maximum | Cu | 2000-11-15 |  | 6.9 | ug/l | 6.9 |  |  |  |  | 6
11611 | Delta Diablo Sanitation District | E-001 D Eff Daily Maximum | Cu | 2000-11-19 |  | 5.5 | ug/l | 5.5 |  |  |  |  | 6
11612 | Delta Diablo Sanitation District | E-001 D Eff Daily Maximum | Cu | 2000-12-05 | < | 5 | ug/l | [5 empty] | 6
11613 | Delta Diablo Sanitation District | E-001 D Eff Daily Maximum | Cu | 2000-12-19 |  | 6.8 | ug/l | 6.8 |  |  |  |  | 6
11614 | Delta Diablo Sanitation District | E-001 D Eff Daily Maximum | Cu | 2001-01-03 |  | 7.2 | ug/l | 7.2 |  |  |  |  | 6
11615 | Delta Diablo Sanitation District | E-001 D Eff Daily Maximum | Cu | 2001-01-16 |  | 6.5 | ug/l | 6.5 |  |  |  |  | 6
11616 | Delta Diablo Sanitation District | E-001 D Eff Daily Maximum | Cu | 2001-01-28 |  | 7.2 | ug/l | 7.2 |  |  |  |  | 6
11617 | Delta Diablo Sanitation District | E-001 D Eff Daily Maximum | Cu | 2001-02-05 |  | 6.2 | ug/l | 6.2 |  |  |  |  | 6
11618 | Delta Diablo Sanitation District | E-001 D Eff Daily Maximum | Cu | 2001-03-08 |  | 4 | ug/l | 4 |  |  |  |  | 6
11619 | Delta Diablo Sanitation District | E-001 D Eff Daily Maximum | Cu | 2001-03-20 |  | 5 | ug/l | 5 |  |  |  |  | 6
11620 | Delta Diablo Sanitation District | E-001 D Eff Daily Maximum | Cu | 2001-04-03 |  | 8.6 | ug/l | 8.6 |  |  |  |  | 6
11621 | Delta Diablo Sanitation District | E-001 D Eff Daily Maximum | Cu | 2001-04-17 |  | 9.2 | ug/l | 9.2 |  |  |  |  | 6
11622 | Delta Diablo Sanitation District | E-001 D Eff Daily Maximum | Cu | 2001-05-07 |  | 7.5 | ug/l | 7.5 |  |  |  |  | 6
11623 | Delta Diablo Sanitation District | E-001 D Eff Daily Maximum | Cu | 2001-05-15 |  | 9.9 | ug/l | 9.9 |  |  |  |  | 6
11624 | Delta Diablo Sanitation District | E-001 D Eff Daily Maximum | Cu | 2001-05-28 |  | 8.1 | ug/l | 8.1 |  |  |  |  | 6
11625 | Delta Diablo Sanitation District | E-001 D Eff Daily Maximum | Cu | 2001-06-05 |  | 7.1 | ug/l | 7.1 |  |  |  |  | 6
11626 | Delta Diablo Sanitation District | E-001 D Eff Daily Maximum | Cu | 2001-06-19 |  | 6.4 | ug/l | 6.4 |  |  |  |  | 6
11627 | Delta Diablo Sanitation District | E-001 D Eff Daily Maximum | Cu | 2001-07-02 |  | 4.2 | ug/l | 4.2 |  |  |  |  | 6
11628 | Delta Diablo Sanitation District | E-001 D Eff Daily Maximum | Cu | 2001-07-16 |  | 8 | ug/l | 8 |  |  |  |  | 6
11629 | Delta Diablo Sanitation District | E-001 D Eff Daily Maximum | Cu | 2001-08-01 |  | 6.9 | ug/l | 6.9 |  |  |  |  | 6
11630 | Delta Diablo Sanitation District | E-001 D Eff Daily Maximum | Cu | 2001-08-15 | < | 5 | ug/l | [5 empty] | 6
11631 | Delta Diablo Sanitation District | E-001 D Eff Daily Maximum | Cu | 2001-08-26 | < | 5 | ug/l | [5 empty] | 6
11632 | Delta Diablo Sanitation District | E-001 D Eff Daily Maximum | Cu | 2001-09-04 |  | 6.7 | ug/l | 6.7 |  |  |  |  | 6
11633 | Delta Diablo Sanitation District | E-001 D Eff Daily Maximum | Cu | 2001-09-17 |  | 7.2 | ug/l | 7.2 |  |  |  |  | 6
11634 | Delta Diablo Sanitation District | E-001 D Eff Daily Maximum | Cu | 2001-10-02 |  | 6.2 | ug/l | 6.2 |  |  |  |  | 6
11635 | Delta Diablo Sanitation District | E-001 D Eff Daily Maximum | Cu | 2001-10-15 |  | 8 | ug/l | 8 |  |  |  |  | 6
11636 | Delta Diablo Sanitation District | E-001 D Eff Daily Maximum | Cu | 2001-10-28 |  | 7.6 | ug/l | 7.6 |  |  |  |  | 6
11637 | Delta Diablo Sanitation District | E-001 D Eff Daily Maximum | Cu | 2002-01-03 |  | 6.6 | ug/l | 6.6 |  |  |  |  | 6
11638 | Delta Diablo Sanitation District | E-001 D Eff Daily Maximum | Cu | 2002-01-16 |  | 8.9 | ug/l | 8.9 |  |  |  |  | 6
11639 | Delta Diablo Sanitation District | E-001 D Eff Daily Maximum | Cu | 2002-01-28 |  | 8.7 | ug/l | 8.7 |  |  |  |  | 6
11640 | Delta Diablo Sanitation District | E-001 D Eff Daily Maximum | Cu | 2002-02-05 |  | 8.3 | ug/l | 8.3 |  |  |  |  | 6
11641 | Delta Diablo Sanitation District | E-001 D Eff Daily Maximum | Cu | 2002-02-19 |  | 10 | ug/l | 10 |  |  |  |  | 6
11642 | Delta Diablo Sanitation District | E-001 D Eff Daily Maximum | Cu | 2002-04-10 |  | 8.3 | ug/l | 8.3 |  |  |  |  | 6
11643 | Delta Diablo Sanitation District | E-001 D Eff Daily Maximum | Cu | 2002-04-17 |  | 9.2 | ug/l | 9.2 |  |  |  |  | 6
11644 | Delta Diablo Sanitation District | E-001 D Eff Daily Maximum | Cu | 2002-07-12 |  | 8.1 | ug/l | 8.1 |  |  |  |  | 6
11645 | Delta Diablo Sanitation District | E-001 D Eff Daily Maximum | Cu | 2002-07-16 |  | 6.4 | ug/l | 6.4 |  |  |  |  | 6
11646 | Delta Diablo Sanitation District | E-001 D Eff Daily Maximum | Cu | 2002-07-28 |  | 5.9 | ug/l | 5.9 |  |  |  |  | 6
11647 | Delta Diablo Sanitation District | E-001 D Eff Daily Maximum | Cu | 2002-08-07 |  | 6.5 | ug/l | 6.5 |  |  |  |  | 6
11648 | Delta Diablo Sanitation District | E-001 D Eff Daily Maximum | Cu | 2002-08-20 |  | 8.3 | ug/l | 8.3 |  |  |  |  | 6
11649 | Delta Diablo Sanitation District | E-001 D Eff Daily Maximum | Cu | 2002-09-04 |  | 6.2 | ug/l | 6.2 |  |  |  |  | 6
11650 | Delta Diablo Sanitation District | E-001 D Eff Daily Maximum | Cu | 2002-09-19 |  | 7 | ug/l | 7 |  |  |  |  | 6
11651 | Delta Diablo Sanitation District | E-001 D Eff Daily Maximum | Cu | 2002-10-02 |  | 6.7 | ug/l | 6.7 |  |  |  |  | 6
11652 | Delta Diablo Sanitation District | E-001 D Eff Daily Maximum | Cu | 2002-10-15 |  | 8 | ug/l | 8 |  |  |  |  | 6
11653 | Delta Diablo Sanitation District | E-001 D Eff Daily Maximum | Cu | 2002-10-27 |  | 7 | ug/l | 7 |  |  |  |  | 6
11654 | Delta Diablo Sanitation District | E-001 D Eff Daily Maximum | Cu | 2002-11-06 |  | 7.5 | ug/l | 7.5 |  |  |  |  | 6
11655 | Delta Diablo Sanitation District | E-001 D Eff Daily Maximum | Cu | 2002-11-19 |  | 8.1 | ug/l | 8.1 |  |  |  |  | 6
11656 | Delta Diablo Sanitation District | E-001 D Eff Daily Maximum | Cu | 2002-12-04 |  | 9 | ug/l | 9 |  |  |  |  | 6
11657 | Delta Diablo Sanitation District | E-001 D Eff Daily Maximum | Cu | 2002-12-16 |  | 9.3 | ug/l | 9.3 |  |  |  |  | 6
11658 | Delta Diablo Sanitation District | E-001 D Eff Daily Maximum | Cu | 2003-01-02 |  | 8.8 | ug/l | 8.8 |  |  |  |  | 6
11659 | Delta Diablo Sanitation District | E-001 D Eff Daily Maximum | Cu | 2003-01-14 |  | 8.9 | ug/l | 8.9 |  |  |  |  | 6
11660 | Delta Diablo Sanitation District | E-001 D Eff Daily Maximum | Cu | 2003-01-26 |  | 8.8 | ug/l | 8.8 |  |  |  |  | 6
11661 | Delta Diablo Sanitation District | E-001 D Eff Daily Maximum | Cu | 2003-02-06 |  | 8.7 | ug/l | 8.7 |  |  |  |  | 6
11662 | Delta Diablo Sanitation District | E-001 D Eff Daily Maximum | Cu | 2003-02-18 |  | 10.9 | ug/l | 10.9 | 7.3367 | 12.1 | 3 |  | 6 |  | 12.1
12793 | Delta Diablo Sanitation District | E-001 Metals, Cyanide, Tributyltin, Total Solids Eff Daily M | Cu | 2003-01-02 |  | 8.8 | ug/l | [5 empty] | 6
12794 | Delta Diablo Sanitation District | E-001 Metals, Cyanide, Tributyltin, Total Solids Eff Daily M | Cu | 2003-01-14 |  | 8.9 | ug/l | [5 empty] | 6
12795 | Delta Diablo Sanitation District | E-001 Metals, Cyanide, Tributyltin, Total Solids Eff Daily M | Cu | 2003-01-26 |  | 8.8 | ug/l | [5 empty] | 6
12796 | Delta Diablo Sanitation District | E-001 Metals, Cyanide, Tributyltin, Total Solids Eff Daily M | Cu | 2003-02-06 |  | 8.7 | ug/l | [5 empty] | 6
12797 | Delta Diablo Sanitation District | E-001 Metals, Cyanide, Tributyltin, Total Solids Eff Daily M | Cu | 2003-02-18 |  | 10.9 | ug/l | [5 empty] | 6
11675 | Delta Diablo Sanitation District | E-001 D Eff Daily Maximum | Pb | 2000-01-04 | < | 8 | ug/l | [5 empty] | 7
11676 | Delta Diablo Sanitation District | E-001 D Eff Daily Maximum | Pb | 2000-02-01 | < | 8 | ug/l | [5 empty] | 7
11677 | Delta Diablo Sanitation District | E-001 D Eff Daily Maximum | Pb | 2000-03-08 | < | 8 | ug/l | [5 empty] | 7
11678 | Delta Diablo Sanitation District | E-001 D Eff Daily Maximum | Pb | 2000-04-05 | < | 8 | ug/l | [5 empty] | 7
11679 | Delta Diablo Sanitation District | E-001 D Eff Daily Maximum | Pb | 2000-05-02 | < | 8 | ug/l | [5 empty] | 7
11680 | Delta Diablo Sanitation District | E-001 D Eff Daily Maximum | Pb | 2000-06-06 | < | 2 | ug/l | [5 empty] | 7
11681 | Delta Diablo Sanitation District | E-001 D Eff Daily Maximum | Pb | 2000-08-01 | < | 8 | ug/l | [5 empty] | 7
11682 | Delta Diablo Sanitation District | E-001 D Eff Daily Maximum | Pb | 2000-09-13 | < | 8 | ug/l | [5 empty] | 7
11683 | Delta Diablo Sanitation District | E-001 D Eff Daily Maximum | Pb | 2000-10-04 | < | 8 | ug/l | [5 empty] | 7
11684 | Delta Diablo Sanitation District | E-001 D Eff Daily Maximum | Pb | 2000-11-01 | < | 5 | ug/l | [5 empty] | 7
11685 | Delta Diablo Sanitation District | E-001 D Eff Daily Maximum | Pb | 2000-12-05 | < | 5 | ug/l | [5 empty] | 7
11686 | Delta Diablo Sanitation District | E-001 D Eff Daily Maximum | Pb | 2001-01-03 | < | 5 | ug/l | [5 empty] | 7
11687 | Delta Diablo Sanitation District | E-001 D Eff Daily Maximum | Pb | 2001-02-05 | < | 5 | ug/l | [5 empty] | 7
11688 | Delta Diablo Sanitation District | E-001 D Eff Daily Maximum | Pb | 2001-03-08 | < | 3 | ug/l | [5 empty] | 7
11689 | Delta Diablo Sanitation District | E-001 D Eff Daily Maximum | Pb | 2001-04-03 | < | 5 | ug/l | [5 empty] | 7
11690 | Delta Diablo Sanitation District | E-001 D Eff Daily Maximum | Pb | 2001-05-07 | < | 5 | ug/l | [5 empty] | 7
11691 | Delta Diablo Sanitation District | E-001 D Eff Daily Maximum | Pb | 2001-06-05 | < | 5 | ug/l | [5 empty] | 7
11692 | Delta Diablo Sanitation District | E-001 D Eff Daily Maximum | Pb | 2001-07-02 |  | 0.3 | ug/l | 0.3 |  |  |  |  | 7
11693 | Delta Diablo Sanitation District | E-001 D Eff Daily Maximum | Pb | 2001-08-01 | < | 5 | ug/l | [5 empty] | 7
11694 | Delta Diablo Sanitation District | E-001 D Eff Daily Maximum | Pb | 2001-09-04 | < | 5 | ug/l | [5 empty] | 7
11695 | Delta Diablo Sanitation District | E-001 D Eff Daily Maximum | Pb | 2001-10-02 | < | 5 | ug/l | [5 empty] | 7
11696 | Delta Diablo Sanitation District | E-001 D Eff Daily Maximum | Pb | 2002-01-03 | < | 5 | ug/l | [5 empty] | 7
11697 | Delta Diablo Sanitation District | E-001 D Eff Daily Maximum | Pb | 2002-02-05 | < | 5 | ug/l | [5 empty] | 7
11698 | Delta Diablo Sanitation District | E-001 D Eff Daily Maximum | Pb | 2002-04-10 | < | 5 | ug/l | [5 empty] | 7
11699 | Delta Diablo Sanitation District | E-001 D Eff Daily Maximum | Pb | 2002-07-12 |  | 0.3 | ug/l | 0.3 |  |  |  |  | 7
11700 | Delta Diablo Sanitation District | E-001 D Eff Daily Maximum | Pb | 2002-08-07 | < | 5 | ug/l | [5 empty] | 7
11701 | Delta Diablo Sanitation District | E-001 D Eff Daily Maximum | Pb | 2002-09-04 |  | 0.28 | ug/l | 0.28 |  |  |  |  | 7
11702 | Delta Diablo Sanitation District | E-001 D Eff Daily Maximum | Pb | 2002-10-02 | < | 5 | ug/l | [5 empty] | 7
11703 | Delta Diablo Sanitation District | E-001 D Eff Daily Maximum | Pb | 2002-11-06 | < | 5 | ug/l | [5 empty] | 7
11704 | Delta Diablo Sanitation District | E-001 D Eff Daily Maximum | Pb | 2002-12-04 |  | 0.39 | ug/l | 0.39 |  |  |  |  | 7
11705 | Delta Diablo Sanitation District | E-001 D Eff Daily Maximum | Pb | 2003-01-02 | dnq | 2.6 | ug/l | 2.6 |  |  |  |  | 7
11706 | Delta Diablo Sanitation District | E-001 D Eff Daily Maximum | Pb | 2003-02-06 |  | 0.37 | ug/l | 0.37 | 0.70667 | 2.6 | 0.28 |  | 7 |  | 0.39
12798 | Delta Diablo Sanitation District | E-001 Metals, Cyanide, Tributyltin, Total Solids Eff Daily M | Pb | 2003-01-02 | dnq | 2.6 | ug/l | [5 empty] | 7
12799 | Delta Diablo Sanitation District | E-001 Metals, Cyanide, Tributyltin, Total Solids Eff Daily M | Pb | 2003-02-06 |  | 0.37 | ug/l | [5 empty] | 7
11743 | Delta Diablo Sanitation District | E-001 D Eff Daily Maximum | Hg | 2000-01-04 |  | 0.01 | ug/l | 0.01 |  |  |  |  | 8
11744 | Delta Diablo Sanitation District | E-001 D Eff Daily Maximum | Hg | 2000-01-19 |  | 0.01 | ug/l | 0.01 |  |  |  |  | 8
11746 | Delta Diablo Sanitation District | E-001 D Eff Daily Maximum | Hg | 2000-02-14 |  | 0.012 | ug/l | 0.012 |  |  |  |  | 8
11748 | Delta Diablo Sanitation District | E-001 D Eff Daily Maximum | Hg | 2000-03-08 |  | 0.014 | ug/l | 0.014 |  |  |  |  | 8
11749 | Delta Diablo Sanitation District | E-001 D Eff Daily Maximum | Hg | 2000-03-21 |  | 0.011 | ug/l | 0.011 |  |  |  |  | 8
11751 | Delta Diablo Sanitation District | E-001 D Eff Daily Maximum | Hg | 2000-05-09 |  | 0.0092 | ug/l | 0.0092 |  |  |  |  | 8
11753 | Delta Diablo Sanitation District | E-001 D Eff Daily Maximum | Hg | 2000-06-06 |  | 0.0086 | ug/l | 0.0086 |  |  |  |  | 8
11754 | Delta Diablo Sanitation District | E-001 D Eff Daily Maximum | Hg | 2000-06-19 |  | 0.0116 | ug/l | 0.0116 |  |  |  |  | 8
11756 | Delta Diablo Sanitation District | E-001 D Eff Daily Maximum | Hg | 2000-08-01 |  | 0.012 | ug/l | 0.012 |  |  |  |  | 8
11758 | Delta Diablo Sanitation District | E-001 D Eff Daily Maximum | Hg | 2000-09-13 | < | 0.0165 | ug/l | [5 empty] | 8
11759 | Delta Diablo Sanitation District | E-001 D Eff Daily Maximum | Hg | 2000-09-17 |  | 0.00866 | ug/l | 0.00866 |  |  |  |  | 8
11760 | Delta Diablo Sanitation District | E-001 D Eff Daily Maximum | Hg | 2000-09-20 |  | 0.0108 | ug/l | 0.0108 |  |  |  |  | 8
11762 | Delta Diablo Sanitation District | E-001 D Eff Daily Maximum | Hg | 2000-10-04 |  | 0.011 | ug/l | 0.011 |  |  |  |  | 8
11764 | Delta Diablo Sanitation District | E-001 D Eff Daily Maximum | Hg | 2000-11-01 |  | 0.0123 | ug/l | 0.0123 |  |  |  |  | 8
11765 | Delta Diablo Sanitation District | E-001 D Eff Daily Maximum | Hg | 2000-11-15 |  | 0.0107 | ug/l | 0.0107 |  |  |  |  | 8
11767 | Delta Diablo Sanitation District | E-001 D Eff Daily Maximum | Hg | 2000-12-05 |  | 0.0145 | ug/l | 0.0145 |  |  |  |  | 8
11768 | Delta Diablo Sanitation District | E-001 D Eff Daily Maximum | Hg | 2000-12-19 |  | 0.011 | ug/l | 0.011 |  |  |  |  | 8
11770 | Delta Diablo Sanitation District | E-001 D Eff Daily Maximum | Hg | 2001-01-03 |  | 0.013 | ug/l | 0.013 |  |  |  |  | 8
11771 | Delta Diablo Sanitation District | E-001 D Eff Daily Maximum | Hg | 2001-01-16 |  | 0.013 | ug/l | 0.013 |  |  |  |  | 8
11773 | Delta Diablo Sanitation District | E-001 D Eff Daily Maximum | Hg | 2001-02-05 |  | 0.014 | ug/l | 0.014 |  |  |  |  | 8
11774 | Delta Diablo Sanitation District | E-001 D Eff Daily Maximum | Hg | 2001-02-20 |  | 0.017 | ug/l | 0.017 |  |  |  |  | 8
11776 | Delta Diablo Sanitation District | E-001 D Eff Daily Maximum | Hg | 2001-03-08 |  | 0.015 | ug/l | 0.015 |  |  |  |  | 8
11777 | Delta Diablo Sanitation District | E-001 D Eff Daily Maximum | Hg | 2001-03-20 |  | 0.016 | ug/l | 0.016 |  |  |  |  | 8
11779 | Delta Diablo Sanitation District | E-001 D Eff Daily Maximum | Hg | 2001-04-03 |  | 0.016 | ug/l | 0.016 |  |  |  |  | 8
11780 | Delta Diablo Sanitation District | E-001 D Eff Daily Maximum | Hg | 2001-04-17 |  | 0.016 | ug/l | 0.016 |  |  |  |  | 8
11782 | Delta Diablo Sanitation District | E-001 D Eff Daily Maximum | Hg | 2001-05-07 |  | 0.014 | ug/l | 0.014 |  |  |  |  | 8
11783 | Delta Diablo Sanitation District | E-001 D Eff Daily Maximum | Hg | 2001-05-15 |  | 0.011 | ug/l | 0.011 |  |  |  |  | 8
11785 | Delta Diablo Sanitation District | E-001 D Eff Daily Maximum | Hg | 2001-06-05 |  | 0.012 | ug/l | 0.012 |  |  |  |  | 8
11786 | Delta Diablo Sanitation District | E-001 D Eff Daily Maximum | Hg | 2001-06-19 |  | 0.014 | ug/l | 0.014 |  |  |  |  | 8
11788 | Delta Diablo Sanitation District | E-001 D Eff Daily Maximum | Hg | 2001-07-02 |  | 0.014 | ug/l | 0.014 |  |  |  |  | 8
11789 | Delta Diablo Sanitation District | E-001 D Eff Daily Maximum | Hg | 2001-07-16 |  | 0.0097 | ug/l | 0.0097 |  |  |  |  | 8
11791 | Delta Diablo Sanitation District | E-001 D Eff Daily Maximum | Hg | 2001-08-01 |  | 0.01 | ug/l | 0.01 |  |  |  |  | 8
11792 | Delta Diablo Sanitation District | E-001 D Eff Daily Maximum | Hg | 2001-08-15 |  | 0.0074 | ug/l | 0.0074 |  |  |  |  | 8
11794 | Delta Diablo Sanitation District | E-001 D Eff Daily Maximum | Hg | 2001-09-04 |  | 0.0082 | ug/l | 0.0082 |  |  |  |  | 8
11795 | Delta Diablo Sanitation District | E-001 D Eff Daily Maximum | Hg | 2001-09-17 |  | 0.0078 | ug/l | 0.0078 |  |  |  |  | 8
11797 | Delta Diablo Sanitation District | E-001 D Eff Daily Maximum | Hg | 2001-10-02 |  | 0.0073 | ug/l | 0.0073 |  |  |  |  | 8
11798 | Delta Diablo Sanitation District | E-001 D Eff Daily Maximum | Hg | 2001-10-15 |  | 0.01 | ug/l | 0.01 |  |  |  |  | 8
11800 | Delta Diablo Sanitation District | E-001 D Eff Daily Maximum | Hg | 2002-01-03 |  | 0.01 | ug/l | 0.01 |  |  |  |  | 8
11801 | Delta Diablo Sanitation District | E-001 D Eff Daily Maximum | Hg | 2002-01-16 |  | 0.0085 | ug/l | 0.0085 |  |  |  |  | 8
11803 | Delta Diablo Sanitation District | E-001 D Eff Daily Maximum | Hg | 2002-02-05 |  | 0.017 | ug/l | 0.017 |  |  |  |  | 8
11804 | Delta Diablo Sanitation District | E-001 D Eff Daily Maximum | Hg | 2002-02-20 |  | 0.016 | ug/l | 0.016 |  |  |  |  | 8
11806 | Delta Diablo Sanitation District | E-001 D Eff Daily Maximum | Hg | 2002-04-02 |  | 0.016 | ug/l | 0.016 |  |  |  |  | 8
11807 | Delta Diablo Sanitation District | E-001 D Eff Daily Maximum | Hg | 2002-04-17 |  | 0.0098 | ug/l | 0.0098 |  |  |  |  | 8
11809 | Delta Diablo Sanitation District | E-001 D Eff Daily Maximum | Hg | 2002-07-02 |  | 0.013 | ug/l | 0.013 |  |  |  |  | 8
11810 | Delta Diablo Sanitation District | E-001 D Eff Daily Maximum | Hg | 2002-07-16 |  | 0.011 | ug/l | 0.011 |  |  |  |  | 8
11812 | Delta Diablo Sanitation District | E-001 D Eff Daily Maximum | Hg | 2002-08-07 |  | 0.015 | ug/l | 0.015 |  |  |  |  | 8
11813 | Delta Diablo Sanitation District | E-001 D Eff Daily Maximum | Hg | 2002-08-20 |  | 0.028 | ug/l | 0.028 |  |  |  |  | 8
11815 | Delta Diablo Sanitation District | E-001 D Eff Daily Maximum | Hg | 2002-09-04 |  | 0.015 | ug/l | 0.015 |  |  |  |  | 8
11816 | Delta Diablo Sanitation District | E-001 D Eff Daily Maximum | Hg | 2002-09-19 |  | 0.018 | ug/l | 0.018 |  |  |  |  | 8
11818 | Delta Diablo Sanitation District | E-001 D Eff Daily Maximum | Hg | 2002-10-02 |  | 0.015 | ug/l | 0.015 |  |  |  |  | 8
11819 | Delta Diablo Sanitation District | E-001 D Eff Daily Maximum | Hg | 2002-10-15 |  | 0.013 | ug/l | 0.013 |  |  |  |  | 8
11821 | Delta Diablo Sanitation District | E-001 D Eff Daily Maximum | Hg | 2002-11-06 |  | 0.013 | ug/l | 0.013 |  |  |  |  | 8
11822 | Delta Diablo Sanitation District | E-001 D Eff Daily Maximum | Hg | 2002-11-19 |  | 0.011 | ug/l | 0.011 |  |  |  |  | 8
11824 | Delta Diablo Sanitation District | E-001 D Eff Daily Maximum | Hg | 2002-12-04 |  | 0.029 | ug/l | 0.029 |  |  |  |  | 8
11825 | Delta Diablo Sanitation District | E-001 D Eff Daily Maximum | Hg | 2002-12-16 |  | 0.0094 | ug/l | 0.0094 |  |  |  |  | 8
11827 | Delta Diablo Sanitation District | E-001 D Eff Daily Maximum | Hg | 2003-01-02 |  | 0.0096 | ug/l | 0.0096 |  |  |  |  | 8
11828 | Delta Diablo Sanitation District | E-001 D Eff Daily Maximum | Hg | 2003-01-14 |  | 0.095 | ug/l | 0.095 |  |  |  |  | 8
11830 | Delta Diablo Sanitation District | E-001 D Eff Daily Maximum | Hg | 2003-02-06 |  | 0.01 | ug/l | 0.01 |  |  |  |  | 8
11831 | Delta Diablo Sanitation District | E-001 D Eff Daily Maximum | Hg | 2003-02-19 |  | 0.012 | ug/l | 0.012 | 0.014087 | 0.095 | 0.0073 |  | 8 |  | 0.029
11745 | Delta Diablo Sanitation District | E-001 D Eff Monthly Average | Hg | 2000-01-31 |  | 0.01 | ug/l | 0.01 |  |  |  |  | 8
11747 | Delta Diablo Sanitation District | E-001 D Eff Monthly Average | Hg | 2000-02-29 |  | 0.012 | ug/l | 0.012 |  |  |  |  | 8
11750 | Delta Diablo Sanitation District | E-001 D Eff Monthly Average | Hg | 2000-03-31 |  | 0.013 | ug/l | 0.013 |  |  |  |  | 8
11752 | Delta Diablo Sanitation District | E-001 D Eff Monthly Average | Hg | 2000-05-31 |  | 0.009 | ug/l | 0.009 |  |  |  |  | 8
11755 | Delta Diablo Sanitation District | E-001 D Eff Monthly Average | Hg | 2000-06-30 |  | 0.01 | ug/l | 0.01 |  |  |  |  | 8
11757 | Delta Diablo Sanitation District | E-001 D Eff Monthly Average | Hg | 2000-08-31 |  | 0.012 | ug/l | 0.012 |  |  |  |  | 8
11761 | Delta Diablo Sanitation District | E-001 D Eff Monthly Average | Hg | 2000-09-30 | < | 0.012 | ug/l | [5 empty] | 8
11763 | Delta Diablo Sanitation District | E-001 D Eff Monthly Average | Hg | 2000-10-31 |  | 0.011 | ug/l | 0.011 |  |  |  |  | 8
11766 | Delta Diablo Sanitation District | E-001 D Eff Monthly Average | Hg | 2000-11-30 |  | 0.012 | ug/l | 0.012 |  |  |  |  | 8
11769 | Delta Diablo Sanitation District | E-001 D Eff Monthly Average | Hg | 2000-12-31 |  | 0.013 | ug/l | 0.013 |  |  |  |  | 8
11772 | Delta Diablo Sanitation District | E-001 D Eff Monthly Average | Hg | 2001-01-31 |  | 0.013 | ug/l | 0.013 |  |  |  |  | 8
11775 | Delta Diablo Sanitation District | E-001 D Eff Monthly Average | Hg | 2001-02-28 |  | 0.016 | ug/l | 0.016 |  |  |  |  | 8
11778 | Delta Diablo Sanitation District | E-001 D Eff Monthly Average | Hg | 2001-03-31 |  | 0.016 | ug/l | 0.016 |  |  |  |  | 8
11781 | Delta Diablo Sanitation District | E-001 D Eff Monthly Average | Hg | 2001-04-30 |  | 0.016 | ug/l | 0.016 |  |  |  |  | 8
11784 | Delta Diablo Sanitation District | E-001 D Eff Monthly Average | Hg | 2001-05-31 |  | 0.013 | ug/l | 0.013 |  |  |  |  | 8
11787 | Delta Diablo Sanitation District | E-001 D Eff Monthly Average | Hg | 2001-06-30 |  | 0.013 | ug/l | 0.013 |  |  |  |  | 8
11790 | Delta Diablo Sanitation District | E-001 D Eff Monthly Average | Hg | 2001-07-31 |  | 0.012 | ug/l | 0.012 |  |  |  |  | 8
11793 | Delta Diablo Sanitation District | E-001 D Eff Monthly Average | Hg | 2001-08-31 |  | 0.009 | ug/l | 0.009 |  |  |  |  | 8
11796 | Delta Diablo Sanitation District | E-001 D Eff Monthly Average | Hg | 2001-09-30 |  | 0.008 | ug/l | 0.008 |  |  |  |  | 8
11799 | Delta Diablo Sanitation District | E-001 D Eff Monthly Average | Hg | 2001-10-31 |  | 0.009 | ug/l | 0.009 |  |  |  |  | 8
11802 | Delta Diablo Sanitation District | E-001 D Eff Monthly Average | Hg | 2002-01-31 |  | 0.009 | ug/l | 0.009 |  |  |  |  | 8
11805 | Delta Diablo Sanitation District | E-001 D Eff Monthly Average | Hg | 2002-02-28 |  | 0.017 | ug/l | 0.017 |  |  |  |  | 8
11808 | Delta Diablo Sanitation District | E-001 D Eff Monthly Average | Hg | 2002-04-30 |  | 0.013 | ug/l | 0.013 |  |  |  |  | 8
11811 | Delta Diablo Sanitation District | E-001 D Eff Monthly Average | Hg | 2002-07-31 |  | 0.012 | ug/l | 0.012 |  |  |  |  | 8
11814 | Delta Diablo Sanitation District | E-001 D Eff Monthly Average | Hg | 2002-08-31 |  | 0.022 | ug/l | 0.022 |  |  |  |  | 8
11817 | Delta Diablo Sanitation District | E-001 D Eff Monthly Average | Hg | 2002-09-30 |  | 0.016 | ug/l | 0.016 |  |  |  |  | 8
11820 | Delta Diablo Sanitation District | E-001 D Eff Monthly Average | Hg | 2002-10-31 |  | 0.014 | ug/l | 0.014 |  |  |  |  | 8
11823 | Delta Diablo Sanitation District | E-001 D Eff Monthly Average | Hg | 2002-11-30 |  | 0.012 | ug/l | 0.012 |  |  |  |  | 8
11826 | Delta Diablo Sanitation District | E-001 D Eff Monthly Average | Hg | 2002-12-31 |  | 0.019 | ug/l | 0.019 |  |  |  |  | 8
11829 | Delta Diablo Sanitation District | E-001 D Eff Monthly Average | Hg | 2003-01-31 |  | 0.052 | ug/l | 0.052 |  |  |  |  | 8
11832 | Delta Diablo Sanitation District | E-001 D Eff Monthly Average | Hg | 2003-02-28 |  | 0.011 | ug/l | 0.011 | 0.014133 | 0.052 | 0.008 |  | 8
12800 | Delta Diablo Sanitation District | E-001 Metals, Cyanide, Tributyltin, Total Solids Eff Daily M | Hg | 2003-01-02 |  | 0.0096 | ug/l | [5 empty] | 8
12801 | Delta Diablo Sanitation District | E-001 Metals, Cyanide, Tributyltin, Total Solids Eff Daily M | Hg | 2003-01-14 |  | 0.095 | ug/l | [5 empty] | 8
12802 | Delta Diablo Sanitation District | E-001 Metals, Cyanide, Tributyltin, Total Solids Eff Daily M | Hg | 2003-02-06 |  | 0.01 | ug/l | [5 empty] | 8
12803 | Delta Diablo Sanitation District | E-001 Metals, Cyanide, Tributyltin, Total Solids Eff Daily M | Hg | 2003-02-19 |  | 0.012 | ug/l | [5 empty] | 8
11845 | Delta Diablo Sanitation District | E-001 D Eff Daily Maximum | Ni | 2000-01-04 | < | 5 | ug/l | [5 empty] | 9
11846 | Delta Diablo Sanitation District | E-001 D Eff Daily Maximum | Ni | 2000-02-01 | < | 5 | ug/l | [5 empty] | 9
11847 | Delta Diablo Sanitation District | E-001 D Eff Daily Maximum | Ni | 2000-03-08 |  | 6.2 | ug/l | 6.2 |  |  |  |  | 9
11848 | Delta Diablo Sanitation District | E-001 D Eff Daily Maximum | Ni | 2000-04-05 |  | 5.4 | ug/l | 5.4 |  |  |  |  | 9
11849 | Delta Diablo Sanitation District | E-001 D Eff Daily Maximum | Ni | 2000-05-02 | < | 5 | ug/l | [5 empty] | 9
11850 | Delta Diablo Sanitation District | E-001 D Eff Daily Maximum | Ni | 2000-06-06 |  | 4 | ug/l | 4 |  |  |  |  | 9
11851 | Delta Diablo Sanitation District | E-001 D Eff Daily Maximum | Ni | 2000-08-01 |  | 7.4 | ug/l | 7.4 |  |  |  |  | 9
11852 | Delta Diablo Sanitation District | E-001 D Eff Daily Maximum | Ni | 2000-09-13 | < | 5 | ug/l | [5 empty] | 9
11853 | Delta Diablo Sanitation District | E-001 D Eff Daily Maximum | Ni | 2000-10-04 |  | 5 | ug/l | 5 |  |  |  |  | 9
11854 | Delta Diablo Sanitation District | E-001 D Eff Daily Maximum | Ni | 2000-11-01 | < | 5 | ug/l | [5 empty] | 9
11855 | Delta Diablo Sanitation District | E-001 D Eff Daily Maximum | Ni | 2000-12-05 | < | 5 | ug/l | [5 empty] | 9
11856 | Delta Diablo Sanitation District | E-001 D Eff Daily Maximum | Ni | 2001-01-03 |  | 4 | ug/l | 4 |  |  |  |  | 9
11857 | Delta Diablo Sanitation District | E-001 D Eff Daily Maximum | Ni | 2001-02-05 |  | 6.2 | ug/l | 6.2 |  |  |  |  | 9
11858 | Delta Diablo Sanitation District | E-001 D Eff Daily Maximum | Ni | 2001-03-08 |  | 7 | ug/l | 7 |  |  |  |  | 9
11859 | Delta Diablo Sanitation District | E-001 D Eff Daily Maximum | Ni | 2001-04-03 |  | 5.9 | ug/l | 5.9 |  |  |  |  | 9
11860 | Delta Diablo Sanitation District | E-001 D Eff Daily Maximum | Ni | 2001-05-07 |  | 4.9 | ug/l | 4.9 |  |  |  |  | 9
11861 | Delta Diablo Sanitation District | E-001 D Eff Daily Maximum | Ni | 2001-06-05 |  | 3.8 | ug/l | 3.8 |  |  |  |  | 9
11862 | Delta Diablo Sanitation District | E-001 D Eff Daily Maximum | Ni | 2001-07-02 |  | 7.9 | ug/l | 7.9 |  |  |  |  | 9
11863 | Delta Diablo Sanitation District | E-001 D Eff Daily Maximum | Ni | 2001-08-01 |  | 8 | ug/l | 8 |  |  |  |  | 9
11864 | Delta Diablo Sanitation District | E-001 D Eff Daily Maximum | Ni | 2001-09-04 |  | 4.5 | ug/l | 4.5 |  |  |  |  | 9
11865 | Delta Diablo Sanitation District | E-001 D Eff Daily Maximum | Ni | 2001-10-02 |  | 6.4 | ug/l | 6.4 |  |  |  |  | 9
11866 | Delta Diablo Sanitation District | E-001 D Eff Daily Maximum | Ni | 2002-01-03 |  | 5.7 | ug/l | 5.7 |  |  |  |  | 9
11867 | Delta Diablo Sanitation District | E-001 D Eff Daily Maximum | Ni | 2002-02-05 |  | 7.8 | ug/l | 7.8 |  |  |  |  | 9
11868 | Delta Diablo Sanitation District | E-001 D Eff Daily Maximum | Ni | 2002-04-10 |  | 11.4 | ug/l | 11.4 |  |  |  |  | 9
11869 | Delta Diablo Sanitation District | E-001 D Eff Daily Maximum | Ni | 2002-07-12 |  | 14 | ug/l | 14 |  |  |  |  | 9
11870 | Delta Diablo Sanitation District | E-001 D Eff Daily Maximum | Ni | 2002-08-07 |  | 9 | ug/l | 9 |  |  |  |  | 9
11871 | Delta Diablo Sanitation District | E-001 D Eff Daily Maximum | Ni | 2002-09-04 |  | 12 | ug/l | 12 |  |  |  |  | 9
11872 | Delta Diablo Sanitation District | E-001 D Eff Daily Maximum | Ni | 2002-10-02 |  | 8.4 | ug/l | 8.4 |  |  |  |  | 9
11873 | Delta Diablo Sanitation District | E-001 D Eff Daily Maximum | Ni | 2002-11-06 |  | 11.4 | ug/l | 11.4 |  |  |  |  | 9
11874 | Delta Diablo Sanitation District | E-001 D Eff Daily Maximum | Ni | 2002-12-04 |  | 11 | ug/l | 11 |  |  |  |  | 9
11875 | Delta Diablo Sanitation District | E-001 D Eff Daily Maximum | Ni | 2003-01-02 |  | 9.8 | ug/l | 9.8 |  |  |  |  | 9
11876 | Delta Diablo Sanitation District | E-001 D Eff Daily Maximum | Ni | 2003-02-06 |  | 9.9 | ug/l | 9.9 | 7.5769 | 14 | 3.8 |  | 9 |  | 14
12804 | Delta Diablo Sanitation District | E-001 Metals, Cyanide, Tributyltin, Total Solids Eff Daily M | Ni | 2003-01-02 |  | 9.8 | ug/l | [5 empty] | 9
12805 | Delta Diablo Sanitation District | E-001 Metals, Cyanide, Tributyltin, Total Solids Eff Daily M | Ni | 2003-02-06 |  | 9.9 | ug/l | [5 empty] | 9
11890 | Delta Diablo Sanitation District | E-001 D Eff Daily Maximum | Se | 2000-01-04 | < | 1 | ug/l | [5 empty] | 10
11891 | Delta Diablo Sanitation District | E-001 D Eff Daily Maximum | Se | 2000-02-01 | < | 1 | ug/l | [5 empty] | 10
11892 | Delta Diablo Sanitation District | E-001 D Eff Daily Maximum | Se | 2000-03-08 | < | 1 | ug/l | [5 empty] | 10
11893 | Delta Diablo Sanitation District | E-001 D Eff Daily Maximum | Se | 2000-04-05 |  | 1 | ug/l | 1 |  |  |  |  | 10
11894 | Delta Diablo Sanitation District | E-001 D Eff Daily Maximum | Se | 2000-05-02 |  | 1 | ug/l | 1 |  |  |  |  | 10
11895 | Delta Diablo Sanitation District | E-001 D Eff Daily Maximum | Se | 2000-06-06 | < | 1 | ug/l | [5 empty] | 10
11896 | Delta Diablo Sanitation District | E-001 D Eff Daily Maximum | Se | 2000-08-01 | < | 1 | ug/l | [5 empty] | 10
11897 | Delta Diablo Sanitation District | E-001 D Eff Daily Maximum | Se | 2000-09-13 | < | 1 | ug/l | [5 empty] | 10
11898 | Delta Diablo Sanitation District | E-001 D Eff Daily Maximum | Se | 2000-10-04 | < | 1 | ug/l | [5 empty] | 10
11899 | Delta Diablo Sanitation District | E-001 D Eff Daily Maximum | Se | 2000-11-01 | < | 1 | ug/l | [5 empty] | 10
11900 | Delta Diablo Sanitation District | E-001 D Eff Daily Maximum | Se | 2000-12-05 | < | 1 | ug/l | [5 empty] | 10
11901 | Delta Diablo Sanitation District | E-001 D Eff Daily Maximum | Se | 2001-02-05 | < | 1 | ug/l | [5 empty] | 10
11902 | Delta Diablo Sanitation District | E-001 D Eff Daily Maximum | Se | 2001-03-08 | < | 1 | ug/l | [5 empty] | 10
11903 | Delta Diablo Sanitation District | E-001 D Eff Daily Maximum | Se | 2001-04-03 |  | 1.5 | ug/l | 1.5 |  |  |  |  | 10
11904 | Delta Diablo Sanitation District | E-001 D Eff Daily Maximum | Se | 2001-05-07 | < | 1 | ug/l | [5 empty] | 10
11905 | Delta Diablo Sanitation District | E-001 D Eff Daily Maximum | Se | 2001-06-05 | < | 1 | ug/l | [5 empty] | 10
11906 | Delta Diablo Sanitation District | E-001 D Eff Daily Maximum | Se | 2001-07-02 | < | 1 | ug/l | [5 empty] | 10
11907 | Delta Diablo Sanitation District | E-001 D Eff Daily Maximum | Se | 2001-08-01 | < | 1 | ug/l | [5 empty] | 10
11908 | Delta Diablo Sanitation District | E-001 D Eff Daily Maximum | Se | 2001-09-04 |  | 1.1 | ug/l | 1.1 |  |  |  |  | 10
11909 | Delta Diablo Sanitation District | E-001 D Eff Daily Maximum | Se | 2001-10-02 |  | 1 | ug/l | 1 |  |  |  |  | 10
11910 | Delta Diablo Sanitation District | E-001 D Eff Daily Maximum | Se | 2002-01-03 | < | 2 | ug/l | [5 empty] | 10
11911 | Delta Diablo Sanitation District | E-001 D Eff Daily Maximum | Se | 2002-02-05 |  | 2 | ug/l | 2 |  |  |  |  | 10
11912 | Delta Diablo Sanitation District | E-001 D Eff Daily Maximum | Se | 2002-07-02 |  | 4 | ug/l | 4 |  |  |  |  | 10
11913 | Delta Diablo Sanitation District | E-001 D Eff Daily Maximum | Se | 2002-07-12 |  | 3 | ug/l | 3 |  |  |  |  | 10
11914 | Delta Diablo Sanitation District | E-001 D Eff Daily Maximum | Se | 2002-08-07 |  | 1 | ug/l | 1 |  |  |  |  | 10
11915 | Delta Diablo Sanitation District | E-001 D Eff Daily Maximum | Se | 2002-09-04 |  | 2 | ug/l | 2 |  |  |  |  | 10
11916 | Delta Diablo Sanitation District | E-001 D Eff Daily Maximum | Se | 2002-10-02 |  | 2 | ug/l | 2 |  |  |  |  | 10
11917 | Delta Diablo Sanitation District | E-001 D Eff Daily Maximum | Se | 2002-11-06 |  | 3 | ug/l | 3 |  |  |  |  | 10
11918 | Delta Diablo Sanitation District | E-001 D Eff Daily Maximum | Se | 2002-12-04 |  | 3 | ug/l | 3 |  |  |  |  | 10
11919 | Delta Diablo Sanitation District | E-001 D Eff Daily Maximum | Se | 2003-01-02 |  | 2 | ug/l | 2 |  |  |  |  | 10
11920 | Delta Diablo Sanitation District | E-001 D Eff Daily Maximum | Se | 2003-02-06 |  | 4 | ug/l | 4 | 2.1067 | 4 | 1 |  | 10 |  | 4
12806 | Delta Diablo Sanitation District | E-001 Metals, Cyanide, Tributyltin, Total Solids Eff Daily M | Se | 2003-01-02 |  | 2 | ug/l | [5 empty] | 10
12807 | Delta Diablo Sanitation District | E-001 Metals, Cyanide, Tributyltin, Total Solids Eff Daily M | Se | 2003-02-06 |  | 4 | ug/l | [5 empty] | 10
11933 | Delta Diablo Sanitation District | E-001 D Eff Daily Maximum | Ag | 2000-01-04 | < | 2 | ug/l | [5 empty] | 11
11934 | Delta Diablo Sanitation District | E-001 D Eff Daily Maximum | Ag | 2000-02-01 | < | 2 | ug/l | [5 empty] | 11
11935 | Delta Diablo Sanitation District | E-001 D Eff Daily Maximum | Ag | 2000-03-08 | < | 2 | ug/l | [5 empty] | 11
11936 | Delta Diablo Sanitation District | E-001 D Eff Daily Maximum | Ag | 2000-04-05 | < | 2 | ug/l | [5 empty] | 11
11937 | Delta Diablo Sanitation District | E-001 D Eff Daily Maximum | Ag | 2000-05-02 | < | 2 | ug/l | [5 empty] | 11
11938 | Delta Diablo Sanitation District | E-001 D Eff Daily Maximum | Ag | 2000-06-06 | < | 0.5 | ug/l | [5 empty] | 11
11939 | Delta Diablo Sanitation District | E-001 D Eff Daily Maximum | Ag | 2000-08-01 | < | 2 | ug/l | [5 empty] | 11
11940 | Delta Diablo Sanitation District | E-001 D Eff Daily Maximum | Ag | 2000-09-13 | < | 2 | ug/l | [5 empty] | 11
11941 | Delta Diablo Sanitation District | E-001 D Eff Daily Maximum | Ag | 2000-10-04 | < | 2 | ug/l | [5 empty] | 11
11942 | Delta Diablo Sanitation District | E-001 D Eff Daily Maximum | Ag | 2000-11-01 | < | 2 | ug/l | [5 empty] | 11
11943 | Delta Diablo Sanitation District | E-001 D Eff Daily Maximum | Ag | 2000-12-05 | < | 2 | ug/l | [5 empty] | 11
11944 | Delta Diablo Sanitation District | E-001 D Eff Daily Maximum | Ag | 2001-01-03 | < | 2 | ug/l | [5 empty] | 11
11945 | Delta Diablo Sanitation District | E-001 D Eff Daily Maximum | Ag | 2001-02-05 | < | 2 | ug/l | [5 empty] | 11
11946 | Delta Diablo Sanitation District | E-001 D Eff Daily Maximum | Ag | 2001-03-08 | < | 0.5 | ug/l | [5 empty] | 11
11947 | Delta Diablo Sanitation District | E-001 D Eff Daily Maximum | Ag | 2001-04-03 | < | 2 | ug/l | [5 empty] | 11
11948 | Delta Diablo Sanitation District | E-001 D Eff Daily Maximum | Ag | 2001-05-07 | < | 2 | ug/l | [5 empty] | 11
11949 | Delta Diablo Sanitation District | E-001 D Eff Daily Maximum | Ag | 2001-06-05 | < | 2 | ug/l | [5 empty] | 11
11950 | Delta Diablo Sanitation District | E-001 D Eff Daily Maximum | Ag | 2001-07-02 | < | 0.1 | ug/l | [5 empty] | 11
11951 | Delta Diablo Sanitation District | E-001 D Eff Daily Maximum | Ag | 2001-08-01 | < | 2 | ug/l | [5 empty] | 11
11952 | Delta Diablo Sanitation District | E-001 D Eff Daily Maximum | Ag | 2001-09-04 | < | 2 | ug/l | [5 empty] | 11
11953 | Delta Diablo Sanitation District | E-001 D Eff Daily Maximum | Ag | 2001-10-02 | < | 2 | ug/l | [5 empty] | 11
11954 | Delta Diablo Sanitation District | E-001 D Eff Daily Maximum | Ag | 2002-01-03 | < | 2 | ug/l | [5 empty] | 11
11955 | Delta Diablo Sanitation District | E-001 D Eff Daily Maximum | Ag | 2002-02-05 | < | 2 | ug/l | [5 empty] | 11
11956 | Delta Diablo Sanitation District | E-001 D Eff Daily Maximum | Ag | 2002-04-10 | < | 2 | ug/l | [5 empty] | 11
11957 | Delta Diablo Sanitation District | E-001 D Eff Daily Maximum | Ag | 2002-07-12 | J | 0.02 | ug/l | 0.02 |  |  |  |  | 11
11958 | Delta Diablo Sanitation District | E-001 D Eff Daily Maximum | Ag | 2002-08-07 | < | 1 | ug/l | [5 empty] | 11
11959 | Delta Diablo Sanitation District | E-001 D Eff Daily Maximum | Ag | 2002-09-04 | d | 0.04 | ug/l | 0.04 |  |  |  |  | 11
11960 | Delta Diablo Sanitation District | E-001 D Eff Daily Maximum | Ag | 2002-10-02 | < | 1 | ug/l | [5 empty] | 11
11961 | Delta Diablo Sanitation District | E-001 D Eff Daily Maximum | Ag | 2002-11-06 | < | 1.4 | ug/l | [5 empty] | 11
11962 | Delta Diablo Sanitation District | E-001 D Eff Daily Maximum | Ag | 2002-12-04 | dnq | 0.07 | ug/l | 0.07 |  |  |  |  | 11
11963 | Delta Diablo Sanitation District | E-001 D Eff Daily Maximum | Ag | 2003-01-02 | dnq | 0.8 | ug/l | 0.8 |  |  |  |  | 11
11964 | Delta Diablo Sanitation District | E-001 D Eff Daily Maximum | Ag | 2003-02-06 | dnq | 0.05 | ug/l | 0.05 | 0.196 | 0.8 | 0.02 |  | 11 |  | 0.8 | < | 0.1
12808 | Delta Diablo Sanitation District | E-001 Metals, Cyanide, Tributyltin, Total Solids Eff Daily M | Ag | 2003-01-02 | dnq | 0.8 | ug/l | [5 empty] | 11
12809 | Delta Diablo Sanitation District | E-001 Metals, Cyanide, Tributyltin, Total Solids Eff Daily M | Ag | 2003-02-06 | dnq | 0.05 | ug/l | [5 empty] | 11
11979 | Delta Diablo Sanitation District | E-001 D Eff Daily Maximum | Zn | 2000-01-04 | < | 20 | ug/l | [5 empty] | 13
11980 | Delta Diablo Sanitation District | E-001 D Eff Daily Maximum | Zn | 2000-02-01 | < | 20 | ug/l | [5 empty] | 13
11981 | Delta Diablo Sanitation District | E-001 D Eff Daily Maximum | Zn | 2000-03-08 | < | 20 | ug/l | [5 empty] | 13
11982 | Delta Diablo Sanitation District | E-001 D Eff Daily Maximum | Zn | 2000-04-05 |  | 8.2 | ug/l | 8.2 |  |  |  |  | 13
11983 | Delta Diablo Sanitation District | E-001 D Eff Daily Maximum | Zn | 2000-05-02 | < | 20 | ug/l | [5 empty] | 13
11984 | Delta Diablo Sanitation District | E-001 D Eff Daily Maximum | Zn | 2000-06-06 | < | 20 | ug/l | [5 empty] | 13
11985 | Delta Diablo Sanitation District | E-001 D Eff Daily Maximum | Zn | 2000-08-01 | < | 20 | ug/l | [5 empty] | 13
11986 | Delta Diablo Sanitation District | E-001 D Eff Daily Maximum | Zn | 2000-09-13 | < | 20 | ug/l | [5 empty] | 13
11987 | Delta Diablo Sanitation District | E-001 D Eff Daily Maximum | Zn | 2000-10-04 | < | 20 | ug/l | [5 empty] | 13
11988 | Delta Diablo Sanitation District | E-001 D Eff Daily Maximum | Zn | 2000-11-01 | < | 20 | ug/l | [5 empty] | 13
11989 | Delta Diablo Sanitation District | E-001 D Eff Daily Maximum | Zn | 2000-12-05 | < | 20 | ug/l | [5 empty] | 13
11990 | Delta Diablo Sanitation District | E-001 D Eff Daily Maximum | Zn | 2001-01-03 | < | 20 | ug/l | [5 empty] | 13
11991 | Delta Diablo Sanitation District | E-001 D Eff Daily Maximum | Zn | 2001-02-05 | < | 20 | ug/l | [5 empty] | 13
11992 | Delta Diablo Sanitation District | E-001 D Eff Daily Maximum | Zn | 2001-03-08 |  | 20 | ug/l | 20 |  |  |  |  | 13
11993 | Delta Diablo Sanitation District | E-001 D Eff Daily Maximum | Zn | 2001-04-03 | < | 20 | ug/l | [5 empty] | 13
11994 | Delta Diablo Sanitation District | E-001 D Eff Daily Maximum | Zn | 2001-05-07 | < | 20 | ug/l | [5 empty] | 13
11995 | Delta Diablo Sanitation District | E-001 D Eff Daily Maximum | Zn | 2001-06-05 | < | 20 | ug/l | [5 empty] | 13
11996 | Delta Diablo Sanitation District | E-001 D Eff Daily Maximum | Zn | 2001-07-02 | < | 10 | ug/l | [5 empty] | 13
11997 | Delta Diablo Sanitation District | E-001 D Eff Daily Maximum | Zn | 2001-08-01 | < | 20 | ug/l | [5 empty] | 13
11998 | Delta Diablo Sanitation District | E-001 D Eff Daily Maximum | Zn | 2001-09-04 | < | 20 | ug/l | [5 empty] | 13
11999 | Delta Diablo Sanitation District | E-001 D Eff Daily Maximum | Zn | 2001-10-02 | < | 20 | ug/l | [5 empty] | 13
12000 | Delta Diablo Sanitation District | E-001 D Eff Daily Maximum | Zn | 2002-01-03 | < | 20 | ug/l | [5 empty] | 13
12001 | Delta Diablo Sanitation District | E-001 D Eff Daily Maximum | Zn | 2002-02-05 | < | 20 | ug/l | [5 empty] | 13
12002 | Delta Diablo Sanitation District | E-001 D Eff Daily Maximum | Zn | 2002-04-10 | < | 20 | ug/l | [5 empty] | 13
12003 | Delta Diablo Sanitation District | E-001 D Eff Daily Maximum | Zn | 2002-07-12 |  | 22 | ug/l | 22 |  |  |  |  | 13
12004 | Delta Diablo Sanitation District | E-001 D Eff Daily Maximum | Zn | 2002-08-07 | < | 20 | ug/l | [5 empty] | 13
12005 | Delta Diablo Sanitation District | E-001 D Eff Daily Maximum | Zn | 2002-09-04 |  | 14 | ug/l | 14 |  |  |  |  | 13
12006 | Delta Diablo Sanitation District | E-001 D Eff Daily Maximum | Zn | 2002-10-02 |  | 10.4 | ug/l | 10.4 |  |  |  |  | 13
12007 | Delta Diablo Sanitation District | E-001 D Eff Daily Maximum | Zn | 2002-11-06 |  | 9.9 | ug/l | 9.9 |  |  |  |  | 13
12008 | Delta Diablo Sanitation District | E-001 D Eff Daily Maximum | Zn | 2002-12-04 | dnq | 19 | ug/l | 19 |  |  |  |  | 13
12009 | Delta Diablo Sanitation District | E-001 D Eff Daily Maximum | Zn | 2003-01-02 | dnq | 15.4 | ug/l | 15.4 |  |  |  |  | 13
12010 | Delta Diablo Sanitation District | E-001 D Eff Daily Maximum | Zn | 2003-02-06 |  | 20.4 | ug/l | 20.4 | 15.4778 | 22 | 0.0073 |  | 13 |  | 22
12810 | Delta Diablo Sanitation District | E-001 Metals, Cyanide, Tributyltin, Total Solids Eff Daily M | Zn | 2003-01-02 | dnq | 15.4 | ug/l | [5 empty] | 13
12811 | Delta Diablo Sanitation District | E-001 Metals, Cyanide, Tributyltin, Total Solids Eff Daily M | Zn | 2003-02-06 |  | 20.4 | ug/l | [5 empty] | 13
12023 | Delta Diablo Sanitation District | E-001 D Eff Daily Maximum | CN | 2000-01-04 |  | 0.01 | ug/l | 0.01 |  |  |  |  | 14
12024 | Delta Diablo Sanitation District | E-001 D Eff Daily Maximum | CN | 2000-02-01 | < | 0.01 | ug/l | [5 empty] | 14
12025 | Delta Diablo Sanitation District | E-001 D Eff Daily Maximum | CN | 2000-03-08 | < | 0.01 | ug/l | [5 empty] | 14
12026 | Delta Diablo Sanitation District | E-001 D Eff Daily Maximum | CN | 2000-04-05 | < | 0.01 | ug/l | [5 empty] | 14
12027 | Delta Diablo Sanitation District | E-001 D Eff Daily Maximum | CN | 2000-05-02 | < | 0.003 | ug/l | [5 empty] | 14
12028 | Delta Diablo Sanitation District | E-001 D Eff Daily Maximum | CN | 2000-06-06 | < | 0.01 | ug/l | [5 empty] | 14
12029 | Delta Diablo Sanitation District | E-001 D Eff Daily Maximum | CN | 2000-08-01 | < | 10 | ug/l | [5 empty] | 14
12030 | Delta Diablo Sanitation District | E-001 D Eff Daily Maximum | CN | 2000-09-13 | < | 10 | ug/l | [5 empty] | 14
12031 | Delta Diablo Sanitation District | E-001 D Eff Daily Maximum | CN | 2000-10-04 | < | 10 | ug/l | [5 empty] | 14
12032 | Delta Diablo Sanitation District | E-001 D Eff Daily Maximum | CN | 2000-11-01 | < | 10 | ug/l | [5 empty] | 14
12033 | Delta Diablo Sanitation District | E-001 D Eff Daily Maximum | CN | 2000-12-05 | < | 10 | ug/l | [5 empty] | 14
12034 | Delta Diablo Sanitation District | E-001 D Eff Daily Maximum | CN | 2001-01-03 | < | 10 | ug/l | [5 empty] | 14
12035 | Delta Diablo Sanitation District | E-001 D Eff Daily Maximum | CN | 2001-02-05 | < | 10 | ug/l | [5 empty] | 14
12036 | Delta Diablo Sanitation District | E-001 D Eff Daily Maximum | CN | 2001-03-08 | < | 3 | ug/l | [5 empty] | 14
12037 | Delta Diablo Sanitation District | E-001 D Eff Daily Maximum | CN | 2001-04-03 | < | 10 | ug/l | [5 empty] | 14
12038 | Delta Diablo Sanitation District | E-001 D Eff Daily Maximum | CN | 2001-05-01 | < | 10 | ug/l | [5 empty] | 14
12039 | Delta Diablo Sanitation District | E-001 D Eff Daily Maximum | CN | 2001-06-05 | < | 10 | ug/l | [5 empty] | 14
12040 | Delta Diablo Sanitation District | E-001 D Eff Daily Maximum | CN | 2001-07-02 | < | 10 | ug/l | [5 empty] | 14
12041 | Delta Diablo Sanitation District | E-001 D Eff Daily Maximum | CN | 2001-08-01 | < | 3 | ug/l | [5 empty] | 14
12042 | Delta Diablo Sanitation District | E-001 D Eff Daily Maximum | CN | 2001-09-04 | < | 10 | ug/l | [5 empty] | 14
12043 | Delta Diablo Sanitation District | E-001 D Eff Daily Maximum | CN | 2001-10-02 | < | 10 | ug/l | [5 empty] | 14
12044 | Delta Diablo Sanitation District | E-001 D Eff Daily Maximum | CN | 2002-01-03 | < | 10 | ug/l | [5 empty] | 14
12045 | Delta Diablo Sanitation District | E-001 D Eff Daily Maximum | CN | 2002-02-05 | < | 10 | ug/l | [5 empty] | 14
12046 | Delta Diablo Sanitation District | E-001 D Eff Daily Maximum | CN | 2002-04-02 | < | 5 | ug/l | [5 empty] | 14
12047 | Delta Diablo Sanitation District | E-001 D Eff Daily Maximum | CN | 2002-07-02 | < | 5 | ug/l | [5 empty] | 14
12048 | Delta Diablo Sanitation District | E-001 D Eff Daily Maximum | CN | 2002-08-07 | < | 5 | ug/l | [5 empty] | 14
12049 | Delta Diablo Sanitation District | E-001 D Eff Daily Maximum | CN | 2002-09-19 |  | 4 | ug/l | 4 |  |  |  |  | 14
12050 | Delta Diablo Sanitation District | E-001 D Eff Daily Maximum | CN | 2002-10-04 | d | 2.5 | ug/l | 2.5 |  |  |  |  | 14
12051 | Delta Diablo Sanitation District | E-001 D Eff Daily Maximum | CN | 2002-11-06 | < | 5 | ug/l | [5 empty] | 14
12052 | Delta Diablo Sanitation District | E-001 D Eff Daily Maximum | CN | 2002-12-04 |  | 6 | ug/l | 6 |  |  |  |  | 14
12053 | Delta Diablo Sanitation District | E-001 D Eff Daily Maximum | CN | 2003-01-06 | dnq | 1 | ug/l | 1 |  |  |  |  | 14
12054 | Delta Diablo Sanitation District | E-001 D Eff Daily Maximum | CN | 2003-02-06 | < | 5 | ug/l |  | 2.702 | 6 | 0.01 |  | 14 |  | 10
12812 | Delta Diablo Sanitation District | E-001 Metals, Cyanide, Tributyltin, Total Solids Eff Daily M | CN | 2003-01-06 |  | 1 | ug/l | [5 empty] | 14
12813 | Delta Diablo Sanitation District | E-001 Metals, Cyanide, Tributyltin, Total Solids Eff Daily M | CN | 2003-02-06 | < | 5 | ug/l | [5 empty] | 14
12988 | Delta Diablo Sanitation District | E-001-D PAHs, PCBs, & TCDDs Eff Daily Maximum | Benzene | 2000-09-13 | < | 0.5 | ug/l | [5 empty] | 19
12990 | Delta Diablo Sanitation District | E-001-D PAHs, PCBs, & TCDDs Eff Daily Maximum | Benzene | 2001-03-08 | < | 0.5 | ug/l | [5 empty] | 19
12989 | Delta Diablo Sanitation District | E-001-D PAHs, PCBs, & TCDDs Eff Monthly Average | Benzene | 2000-09-30 | < | 0.5 | ug/l | [5 empty] | 19
12991 | Delta Diablo Sanitation District | E-001-D PAHs, PCBs, & TCDDs Eff Monthly Average | Benzene | 2001-03-31 | < | 0.5 | ug/l | [5 empty] | 19 |  |  | < | 0.5
12992 | Delta Diablo Sanitation District | E-001-D PAHs, PCBs, & TCDDs Eff Daily Maximum | Chloroform | 2000-09-13 |  | 0.6 | ug/l | [5 empty] | 26
12994 | Delta Diablo Sanitation District | E-001-D PAHs, PCBs, & TCDDs Eff Daily Maximum | Chloroform | 2001-03-08 |  | 0.8 | ug/l | [5 empty] | 26
12993 | Delta Diablo Sanitation District | E-001-D PAHs, PCBs, & TCDDs Eff Monthly Average | Chloroform | 2000-09-30 |  | 0.6 | ug/l | [5 empty] | 26
12995 | Delta Diablo Sanitation District | E-001-D PAHs, PCBs, & TCDDs Eff Monthly Average | Chloroform | 2001-03-31 |  | 0.8 | ug/l |  | 0.7 | 0.8 | 0.6 |  | 26 |  | 0.8
13008 | Delta Diablo Sanitation District | E-001-D PAHs, PCBs, & TCDDs Eff Daily Maximum | Toluene | 2000-09-13 |  | 0.6 | ug/l | [5 empty] | 39
13010 | Delta Diablo Sanitation District | E-001-D PAHs, PCBs, & TCDDs Eff Daily Maximum | Toluene | 2001-03-08 |  | 0.7 | ug/l | [5 empty] | 39
13009 | Delta Diablo Sanitation District | E-001-D PAHs, PCBs, & TCDDs Eff Monthly Average | Toluene | 2000-09-30 |  | 0.6 | ug/l | [5 empty] | 39
13011 | Delta Diablo Sanitation District | E-001-D PAHs, PCBs, & TCDDs Eff Monthly Average | Toluene | 2001-03-31 |  | 0.7 | ug/l |  | 0.65 | 0.7 | 0.6 |  | 39 |  | 0.7
12936 | Delta Diablo Sanitation District | E-001-D PAHs, PCBs, & TCDDs Eff Daily Maximum | 2,4-Dcphenol | 2000-09-13 | < | 6 | ug/l | [5 empty] | 46
12938 | Delta Diablo Sanitation District | E-001-D PAHs, PCBs, & TCDDs Eff Daily Maximum | 2,4-Dcphenol | 2001-03-08 | < | 15 | ug/l | [5 empty] | 46
12937 | Delta Diablo Sanitation District | E-001-D PAHs, PCBs, & TCDDs Eff Monthly Average | 2,4-Dcphenol | 2000-09-30 | < | 6 | ug/l | [5 empty] | 46
12939 | Delta Diablo Sanitation District | E-001-D PAHs, PCBs, & TCDDs Eff Monthly Average | 2,4-Dcphenol | 2001-03-31 | < | 15 | ug/l | [5 empty] | 46 |  |  | < | 6
12932 | Delta Diablo Sanitation District | E-001-D PAHs, PCBs, & TCDDs Eff Daily Maximum | 4-cl-3mphen | 2000-09-13 | < | 6 | ug/l | [5 empty] | 52
12934 | Delta Diablo Sanitation District | E-001-D PAHs, PCBs, & TCDDs Eff Daily Maximum | 4-cl-3mphen | 2001-03-08 | < | 5 | ug/l | [5 empty] | 52
12933 | Delta Diablo Sanitation District | E-001-D PAHs, PCBs, & TCDDs Eff Monthly Average | 4-cl-3mphen | 2000-09-30 | < | 6 | ug/l | [5 empty] | 52
12935 | Delta Diablo Sanitation District | E-001-D PAHs, PCBs, & TCDDs Eff Monthly Average | 4-cl-3mphen | 2001-03-31 | < | 5 | ug/l | [5 empty] | 52 |  |  | < | 5
12940 | Delta Diablo Sanitation District | E-001-D PAHs, PCBs, & TCDDs Eff Daily Maximum | PCP | 2000-09-13 | < | 6 | ug/l | [5 empty] | 53
12942 | Delta Diablo Sanitation District | E-001-D PAHs, PCBs, & TCDDs Eff Daily Maximum | PCP | 2001-03-08 | < | 50 | ug/l | [5 empty] | 53
12941 | Delta Diablo Sanitation District | E-001-D PAHs, PCBs, & TCDDs Eff Monthly Average | PCP | 2000-09-30 | < | 6 | ug/l | [5 empty] | 53
12943 | Delta Diablo Sanitation District | E-001-D PAHs, PCBs, & TCDDs Eff Monthly Average | PCP | 2001-03-31 | < | 50 | ug/l | [5 empty] | 53 |  |  | < | 6
12944 | Delta Diablo Sanitation District | E-001-D PAHs, PCBs, & TCDDs Eff Daily Maximum | Phenol | 2000-08-01 |  | 13 | ug/l | 13 |  |  |  |  | 54
12946 | Delta Diablo Sanitation District | E-001-D PAHs, PCBs, & TCDDs Eff Daily Maximum | Phenol | 2000-08-31 |  | 13 | ug/l | 13 |  |  |  |  | 54
12948 | Delta Diablo Sanitation District | E-001-D PAHs, PCBs, & TCDDs Eff Daily Maximum | Phenol | 2000-09-13 | < | 6 | ug/l | [5 empty] | 54
12950 | Delta Diablo Sanitation District | E-001-D PAHs, PCBs, & TCDDs Eff Daily Maximum | Phenol | 2000-09-30 | < | 6 | ug/l | [5 empty] | 54
12952 | Delta Diablo Sanitation District | E-001-D PAHs, PCBs, & TCDDs Eff Daily Maximum | Phenol | 2001-01-03 |  | 0.006 | ug/l | 0.006 |  |  |  |  | 54
12954 | Delta Diablo Sanitation District | E-001-D PAHs, PCBs, & TCDDs Eff Daily Maximum | Phenol | 2001-01-31 |  | 0.006 | ug/l | 0.006 |  |  |  |  | 54
12956 | Delta Diablo Sanitation District | E-001-D PAHs, PCBs, & TCDDs Eff Daily Maximum | Phenol | 2001-03-08 | < | 5 | ug/l | [5 empty] | 54
12958 | Delta Diablo Sanitation District | E-001-D PAHs, PCBs, & TCDDs Eff Daily Maximum | Phenol | 2001-03-31 | < | 5 | ug/l | [5 empty] | 54
12960 | Delta Diablo Sanitation District | E-001-D PAHs, PCBs, & TCDDs Eff Daily Maximum | Phenol | 2001-04-03 | < | 1 | ug/l | [5 empty] | 54
12962 | Delta Diablo Sanitation District | E-001-D PAHs, PCBs, & TCDDs Eff Daily Maximum | Phenol | 2001-04-30 | < | 1 | ug/l | [5 empty] | 54
12964 | Delta Diablo Sanitation District | E-001-D PAHs, PCBs, & TCDDs Eff Daily Maximum | Phenol | 2001-05-01 | < | 5 | ug/l | [5 empty] | 54
12966 | Delta Diablo Sanitation District | E-001-D PAHs, PCBs, & TCDDs Eff Daily Maximum | Phenol | 2001-05-31 | < | 5 | ug/l | [5 empty] | 54
12968 | Delta Diablo Sanitation District | E-001-D PAHs, PCBs, & TCDDs Eff Daily Maximum | Phenol | 2001-07-02 |  | 8 | ug/l | 8 |  |  |  |  | 54
12970 | Delta Diablo Sanitation District | E-001-D PAHs, PCBs, & TCDDs Eff Daily Maximum | Phenol | 2001-07-31 |  | 8 | ug/l | 8 |  |  |  |  | 54
12972 | Delta Diablo Sanitation District | E-001-D PAHs, PCBs, & TCDDs Eff Daily Maximum | Phenol | 2001-08-09 |  | 8 | ug/l | 8 |  |  |  |  | 54
12974 | Delta Diablo Sanitation District | E-001-D PAHs, PCBs, & TCDDs Eff Daily Maximum | Phenol | 2001-08-31 |  | 8 | ug/l | 8 |  |  |  |  | 54
12976 | Delta Diablo Sanitation District | E-001-D PAHs, PCBs, & TCDDs Eff Daily Maximum | Phenol | 2001-09-18 |  | 10 | ug/l | 10 |  |  |  |  | 54
12978 | Delta Diablo Sanitation District | E-001-D PAHs, PCBs, & TCDDs Eff Daily Maximum | Phenol | 2001-09-30 |  | 10 | ug/l | 10 |  |  |  |  | 54
12980 | Delta Diablo Sanitation District | E-001-D PAHs, PCBs, & TCDDs Eff Daily Maximum | Phenol | 2001-10-02 |  | 17 | ug/l | 17 |  |  |  |  | 54
12982 | Delta Diablo Sanitation District | E-001-D PAHs, PCBs, & TCDDs Eff Daily Maximum | Phenol | 2001-10-31 |  | 17 | ug/l | 17 |  |  |  |  | 54
12984 | Delta Diablo Sanitation District | E-001-D PAHs, PCBs, & TCDDs Eff Daily Maximum | Phenol | 2002-01-03 |  | 34 | ug/l | 34 |  |  |  |  | 54
12945 | Delta Diablo Sanitation District | E-001-D PAHs, PCBs, & TCDDs Eff Monthly Average | Phenol | 2002-01-31 |  | 34 | ug/l | 34 |  |  |  |  | 54
12947 | Delta Diablo Sanitation District | E-001-D PAHs, PCBs, & TCDDs Eff Monthly Average | Phenol | 2002-02-05 | < | 5 | ug/l | [5 empty] | 54
12949 | Delta Diablo Sanitation District | E-001-D PAHs, PCBs, & TCDDs Eff Monthly Average | Phenol | 2002-02-28 | < | 5 | ug/l | [5 empty] | 54
12951 | Delta Diablo Sanitation District | E-001-D PAHs, PCBs, & TCDDs Eff Monthly Average | Phenol | 2002-04-02 | < | 5 | ug/l | [5 empty] | 54
12953 | Delta Diablo Sanitation District | E-001-D PAHs, PCBs, & TCDDs Eff Monthly Average | Phenol | 2002-04-30 | < | 5 | ug/l | [5 empty] | 54
12955 | Delta Diablo Sanitation District | E-001-D PAHs, PCBs, & TCDDs Eff Monthly Average | Phenol | 2002-07-02 | < | 5 | ug/l | [5 empty] | 54
12957 | Delta Diablo Sanitation District | E-001-D PAHs, PCBs, & TCDDs Eff Monthly Average | Phenol | 2002-07-31 | < | 5 | ug/l | [5 empty] | 54
12959 | Delta Diablo Sanitation District | E-001-D PAHs, PCBs, & TCDDs Eff Monthly Average | Phenol | 2002-08-07 | J | 3.3 | ug/l | 3.3 |  |  |  |  | 54
12961 | Delta Diablo Sanitation District | E-001-D PAHs, PCBs, & TCDDs Eff Monthly Average | Phenol | 2002-08-31 | J | 3.3 | ug/l | 3.3 |  |  |  |  | 54
12963 | Delta Diablo Sanitation District | E-001-D PAHs, PCBs, & TCDDs Eff Monthly Average | Phenol | 2002-09-04 | d | 4.8 | ug/l | 4.8 |  |  |  |  | 54
12965 | Delta Diablo Sanitation District | E-001-D PAHs, PCBs, & TCDDs Eff Monthly Average | Phenol | 2002-09-30 | d | 4.8 | ug/l | 4.8 |  |  |  |  | 54
12967 | Delta Diablo Sanitation District | E-001-D PAHs, PCBs, & TCDDs Eff Monthly Average | Phenol | 2002-10-02 | < | 5 | ug/l | [5 empty] | 54
12969 | Delta Diablo Sanitation District | E-001-D PAHs, PCBs, & TCDDs Eff Monthly Average | Phenol | 2002-10-31 | < | 5 | ug/l | [5 empty] | 54
12971 | Delta Diablo Sanitation District | E-001-D PAHs, PCBs, & TCDDs Eff Monthly Average | Phenol | 2002-11-06 | < | 25 | ug/l | [5 empty] | 54
12973 | Delta Diablo Sanitation District | E-001-D PAHs, PCBs, & TCDDs Eff Monthly Average | Phenol | 2002-11-30 | < | 25 | ug/l | [5 empty] | 54
12975 | Delta Diablo Sanitation District | E-001-D PAHs, PCBs, & TCDDs Eff Monthly Average | Phenol | 2002-12-04 |  | 6 | ug/l | 6 |  |  |  |  | 54
12977 | Delta Diablo Sanitation District | E-001-D PAHs, PCBs, & TCDDs Eff Monthly Average | Phenol | 2002-12-31 |  | 6 | ug/l | 6 |  |  |  |  | 54
12979 | Delta Diablo Sanitation District | E-001-D PAHs, PCBs, & TCDDs Eff Monthly Average | Phenol | 2003-01-02 |  | 5 | ug/l | 5 |  |  |  |  | 54
12981 | Delta Diablo Sanitation District | E-001-D PAHs, PCBs, & TCDDs Eff Monthly Average | Phenol | 2003-01-31 |  | 5 | ug/l | 5 |  |  |  |  | 54
12983 | Delta Diablo Sanitation District | E-001-D PAHs, PCBs, & TCDDs Eff Monthly Average | Phenol | 2003-02-06 |  | 3 | ug/l | 3 |  |  |  |  | 54
12985 | Delta Diablo Sanitation District | E-001-D PAHs, PCBs, & TCDDs Eff Monthly Average | Phenol | 2003-02-28 |  | 3 | ug/l | 3 | 9.3422 | 34 | 0.006 |  | 54 |  | 34
12986 | Delta Diablo Sanitation District | E-001-D PAHs, PCBs, & TCDDs Eff Daily Maximum | 2,4,6-Tric | 2000-09-13 | < | 6 | ug/l | [5 empty] | 55
12987 | Delta Diablo Sanitation District | E-001-D PAHs, PCBs, & TCDDs Eff Daily Maximum | 2,4,6-Tric | 2001-03-08 | < | 10 | ug/l | [5 empty] | 55
12055 | Delta Diablo Sanitation District | E-001 D Eff Daily Maximum | Acenaphth | 2000-08-01 | < | 0.47 | ug/l | [5 empty] | 57
12057 | Delta Diablo Sanitation District | E-001 D Eff Daily Maximum | Acenaphth | 2000-09-13 | < | 0.3 | ug/l | [5 empty] | 57
12059 | Delta Diablo Sanitation District | E-001 D Eff Daily Maximum | Acenaphth | 2000-10-04 | < | 0.3 | ug/l | [5 empty] | 57
12061 | Delta Diablo Sanitation District | E-001 D Eff Daily Maximum | Acenaphth | 2000-11-01 | < | 0.3 | ug/l | [5 empty] | 57
12063 | Delta Diablo Sanitation District | E-001 D Eff Daily Maximum | Acenaphth | 2000-12-05 | < | 0.3 | ug/l | [5 empty] | 57
12065 | Delta Diablo Sanitation District | E-001 D Eff Daily Maximum | Acenaphth | 2001-01-03 | < | 0.3 | ug/l | [5 empty] | 57
12067 | Delta Diablo Sanitation District | E-001 D Eff Daily Maximum | Acenaphth | 2001-02-05 | < | 0.3 | ug/l | [5 empty] | 57
12069 | Delta Diablo Sanitation District | E-001 D Eff Daily Maximum | Acenaphth | 2001-03-08 | < | 0.3 | ug/l | [5 empty] | 57
12071 | Delta Diablo Sanitation District | E-001 D Eff Daily Maximum | Acenaphth | 2001-04-03 | < | 0.3 | ug/l | [5 empty] | 57
12073 | Delta Diablo Sanitation District | E-001 D Eff Daily Maximum | Acenaphth | 2001-05-01 | < | 0.3 | ug/l | [5 empty] | 57
12075 | Delta Diablo Sanitation District | E-001 D Eff Daily Maximum | Acenaphth | 2001-06-05 | < | 0.4 | ug/l | [5 empty] | 57
12077 | Delta Diablo Sanitation District | E-001 D Eff Daily Maximum | Acenaphth | 2001-07-02 | < | 0.4 | ug/l | [5 empty] | 57
12079 | Delta Diablo Sanitation District | E-001 D Eff Daily Maximum | Acenaphth | 2001-08-01 | < | 0.3 | ug/l | [5 empty] | 57
12081 | Delta Diablo Sanitation District | E-001 D Eff Daily Maximum | Acenaphth | 2001-09-04 | < | 0.3 | ug/l | [5 empty] | 57
12083 | Delta Diablo Sanitation District | E-001 D Eff Daily Maximum | Acenaphth | 2001-10-02 | < | 0.2 | ug/l | [5 empty] | 57
12085 | Delta Diablo Sanitation District | E-001 D Eff Daily Maximum | Acenaphth | 2002-01-03 | < | 0.3 | ug/l | [5 empty] | 57
12087 | Delta Diablo Sanitation District | E-001 D Eff Daily Maximum | Acenaphth | 2002-02-05 | < | 0.3 | ug/l | [5 empty] | 57
12089 | Delta Diablo Sanitation District | E-001 D Eff Daily Maximum | Acenaphth | 2002-04-02 | < | 0.3 | ug/l | [5 empty] | 57
12091 | Delta Diablo Sanitation District | E-001 D Eff Daily Maximum | Acenaphth | 2002-07-02 | < | 0.3 | ug/l | [5 empty] | 57
12093 | Delta Diablo Sanitation District | E-001 D Eff Daily Maximum | Acenaphth | 2002-08-07 | < | 0.2 | ug/l | [5 empty] | 57
12095 | Delta Diablo Sanitation District | E-001 D Eff Daily Maximum | Acenaphth | 2002-09-04 | < | 0.2 | ug/l | [5 empty] | 57
12097 | Delta Diablo Sanitation District | E-001 D Eff Daily Maximum | Acenaphth | 2002-10-02 |  | 0.2 | ug/l | 0.2 |  |  |  |  | 57
12099 | Delta Diablo Sanitation District | E-001 D Eff Daily Maximum | Acenaphth | 2002-11-06 | < | 0.2 | ug/l | [5 empty] | 57
12101 | Delta Diablo Sanitation District | E-001 D Eff Daily Maximum | Acenaphth | 2002-12-04 | < | 0.4 | ug/l | [5 empty] | 57
12103 | Delta Diablo Sanitation District | E-001 D Eff Daily Maximum | Acenaphth | 2003-01-02 | < | 0.2 | ug/l | [5 empty] | 57
12105 | Delta Diablo Sanitation District | E-001 D Eff Daily Maximum | Acenaphth | 2003-02-06 | < | 0.2 | ug/l |  | 0.2 | 0.2 | 0.2 |  | 57 |  | 0.2
12056 | Delta Diablo Sanitation District | E-001 D Eff Monthly Average | Acenaphth | 2000-08-31 | < | 0.47 | ug/l | [5 empty] | 57
12058 | Delta Diablo Sanitation District | E-001 D Eff Monthly Average | Acenaphth | 2000-09-30 | < | 0.3 | ug/l | [5 empty] | 57
12060 | Delta Diablo Sanitation District | E-001 D Eff Monthly Average | Acenaphth | 2000-10-31 | < | 0.3 | ug/l | [5 empty] | 57
12062 | Delta Diablo Sanitation District | E-001 D Eff Monthly Average | Acenaphth | 2000-11-30 | < | 0.3 | ug/l | [5 empty] | 57
12064 | Delta Diablo Sanitation District | E-001 D Eff Monthly Average | Acenaphth | 2000-12-31 | < | 0.3 | ug/l | [5 empty] | 57
12066 | Delta Diablo Sanitation District | E-001 D Eff Monthly Average | Acenaphth | 2001-01-31 | < | 0.3 | ug/l | [5 empty] | 57
12068 | Delta Diablo Sanitation District | E-001 D Eff Monthly Average | Acenaphth | 2001-02-28 | < | 0.3 | ug/l | [5 empty] | 57
12070 | Delta Diablo Sanitation District | E-001 D Eff Monthly Average | Acenaphth | 2001-03-31 | < | 0.3 | ug/l | [5 empty] | 57
12072 | Delta Diablo Sanitation District | E-001 D Eff Monthly Average | Acenaphth | 2001-04-30 | < | 0.3 | ug/l | [5 empty] | 57
12074 | Delta Diablo Sanitation District | E-001 D Eff Monthly Average | Acenaphth | 2001-05-31 | < | 0.3 | ug/l | [5 empty] | 57
12076 | Delta Diablo Sanitation District | E-001 D Eff Monthly Average | Acenaphth | 2001-06-30 | < | 0.4 | ug/l | [5 empty] | 57
12078 | Delta Diablo Sanitation District | E-001 D Eff Monthly Average | Acenaphth | 2001-07-31 | < | 0.4 | ug/l | [5 empty] | 57
12080 | Delta Diablo Sanitation District | E-001 D Eff Monthly Average | Acenaphth | 2001-08-31 | < | 0.3 | ug/l | [5 empty] | 57
12082 | Delta Diablo Sanitation District | E-001 D Eff Monthly Average | Acenaphth | 2001-09-30 | < | 0.3 | ug/l | [5 empty] | 57
12084 | Delta Diablo Sanitation District | E-001 D Eff Monthly Average | Acenaphth | 2001-10-31 | < | 0.2 | ug/l | [5 empty] | 57
12086 | Delta Diablo Sanitation District | E-001 D Eff Monthly Average | Acenaphth | 2002-01-31 | < | 0.3 | ug/l | [5 empty] | 57
12088 | Delta Diablo Sanitation District | E-001 D Eff Monthly Average | Acenaphth | 2002-02-28 | < | 0.3 | ug/l | [5 empty] | 57
12090 | Delta Diablo Sanitation District | E-001 D Eff Monthly Average | Acenaphth | 2002-04-30 | < | 0.3 | ug/l | [5 empty] | 57
12092 | Delta Diablo Sanitation District | E-001 D Eff Monthly Average | Acenaphth | 2002-07-31 | < | 0.3 | ug/l | [5 empty] | 57
12094 | Delta Diablo Sanitation District | E-001 D Eff Monthly Average | Acenaphth | 2002-08-31 | < | 0.2 | ug/l | [5 empty] | 57
12096 | Delta Diablo Sanitation District | E-001 D Eff Monthly Average | Acenaphth | 2002-09-30 | < | 0.2 | ug/l | [5 empty] | 57
12098 | Delta Diablo Sanitation District | E-001 D Eff Monthly Average | Acenaphth | 2002-10-31 |  | 0.2 | ug/l | [5 empty] | 57
12100 | Delta Diablo Sanitation District | E-001 D Eff Monthly Average | Acenaphth | 2002-11-30 | < | 0.2 | ug/l | [5 empty] | 57
12102 | Delta Diablo Sanitation District | E-001 D Eff Monthly Average | Acenaphth | 2002-12-31 | < | 0.4 | ug/l | [5 empty] | 57
12104 | Delta Diablo Sanitation District | E-001 D Eff Monthly Average | Acenaphth | 2003-01-31 | < | 0.2 | ug/l | [5 empty] | 57
12106 | Delta Diablo Sanitation District | E-001 D Eff Monthly Average | Acenaphth | 2003-02-28 | < | 0.2 | ug/l | [5 empty] | 57
12107 | Delta Diablo Sanitation District | E-001 D Eff Daily Maximum | Anthracene | 2000-08-01 | < | 0.47 | ug/l | [5 empty] | 58
12109 | Delta Diablo Sanitation District | E-001 D Eff Daily Maximum | Anthracene | 2000-09-13 | < | 0.3 | ug/l | [5 empty] | 58
12111 | Delta Diablo Sanitation District | E-001 D Eff Daily Maximum | Anthracene | 2000-10-04 | < | 0.3 | ug/l | [5 empty] | 58
12113 | Delta Diablo Sanitation District | E-001 D Eff Daily Maximum | Anthracene | 2000-11-01 | < | 0.3 | ug/l | [5 empty] | 58
12115 | Delta Diablo Sanitation District | E-001 D Eff Daily Maximum | Anthracene | 2000-12-05 | < | 0.3 | ug/l | [5 empty] | 58
12117 | Delta Diablo Sanitation District | E-001 D Eff Daily Maximum | Anthracene | 2001-01-03 | < | 0.3 | ug/l | [5 empty] | 58
12119 | Delta Diablo Sanitation District | E-001 D Eff Daily Maximum | Anthracene | 2001-02-05 | < | 0.3 | ug/l | [5 empty] | 58
12121 | Delta Diablo Sanitation District | E-001 D Eff Daily Maximum | Anthracene | 2001-03-08 | < | 0.3 | ug/l | [5 empty] | 58
12123 | Delta Diablo Sanitation District | E-001 D Eff Daily Maximum | Anthracene | 2001-04-03 | < | 0.3 | ug/l | [5 empty] | 58
12125 | Delta Diablo Sanitation District | E-001 D Eff Daily Maximum | Anthracene | 2001-05-01 | < | 0.3 | ug/l | [5 empty] | 58
12127 | Delta Diablo Sanitation District | E-001 D Eff Daily Maximum | Anthracene | 2001-06-05 | < | 0.4 | ug/l | [5 empty] | 58
12129 | Delta Diablo Sanitation District | E-001 D Eff Daily Maximum | Anthracene | 2001-07-02 | < | 0.4 | ug/l | [5 empty] | 58
12131 | Delta Diablo Sanitation District | E-001 D Eff Daily Maximum | Anthracene | 2001-08-01 | < | 0.4 | ug/l | [5 empty] | 58
12133 | Delta Diablo Sanitation District | E-001 D Eff Daily Maximum | Anthracene | 2001-09-04 | < | 0.3 | ug/l | [5 empty] | 58
12135 | Delta Diablo Sanitation District | E-001 D Eff Daily Maximum | Anthracene | 2001-10-02 | < | 0.3 | ug/l | [5 empty] | 58
12137 | Delta Diablo Sanitation District | E-001 D Eff Daily Maximum | Anthracene | 2002-01-03 | < | 0.3 | ug/l | [5 empty] | 58
12139 | Delta Diablo Sanitation District | E-001 D Eff Daily Maximum | Anthracene | 2002-02-05 | < | 0.3 | ug/l | [5 empty] | 58
12141 | Delta Diablo Sanitation District | E-001 D Eff Daily Maximum | Anthracene | 2002-04-02 | < | 0.3 | ug/l | [5 empty] | 58
12143 | Delta Diablo Sanitation District | E-001 D Eff Daily Maximum | Anthracene | 2002-07-02 | < | 0.3 | ug/l | [5 empty] | 58
12145 | Delta Diablo Sanitation District | E-001 D Eff Daily Maximum | Anthracene | 2002-08-07 | < | 0.3 | ug/l | [5 empty] | 58
12147 | Delta Diablo Sanitation District | E-001 D Eff Daily Maximum | Anthracene | 2002-09-04 | < | 0.3 | ug/l | [5 empty] | 58
12149 | Delta Diablo Sanitation District | E-001 D Eff Daily Maximum | Anthracene | 2002-10-02 | < | 0.3 | ug/l | [5 empty] | 58
12151 | Delta Diablo Sanitation District | E-001 D Eff Daily Maximum | Anthracene | 2002-11-06 | < | 0.3 | ug/l | [5 empty] | 58
12153 | Delta Diablo Sanitation District | E-001 D Eff Daily Maximum | Anthracene | 2002-12-04 | < | 0.4 | ug/l | [5 empty] | 58
12155 | Delta Diablo Sanitation District | E-001 D Eff Daily Maximum | Anthracene | 2003-01-02 | < | 0.3 | ug/l | [5 empty] | 58
12157 | Delta Diablo Sanitation District | E-001 D Eff Daily Maximum | Anthracene | 2003-02-06 | < | 0.3 | ug/l | [5 empty] | 58 |  |  | < | 0.3
12108 | Delta Diablo Sanitation District | E-001 D Eff Monthly Average | Anthracene | 2000-08-31 | < | 0.47 | ug/l | [5 empty] | 58
12110 | Delta Diablo Sanitation District | E-001 D Eff Monthly Average | Anthracene | 2000-09-30 | < | 0.3 | ug/l | [5 empty] | 58
12112 | Delta Diablo Sanitation District | E-001 D Eff Monthly Average | Anthracene | 2000-10-31 | < | 0.3 | ug/l | [5 empty] | 58
12114 | Delta Diablo Sanitation District | E-001 D Eff Monthly Average | Anthracene | 2000-11-30 | < | 0.3 | ug/l | [5 empty] | 58
12116 | Delta Diablo Sanitation District | E-001 D Eff Monthly Average | Anthracene | 2000-12-31 | < | 0.3 | ug/l | [5 empty] | 58
12118 | Delta Diablo Sanitation District | E-001 D Eff Monthly Average | Anthracene | 2001-01-31 | < | 0.3 | ug/l | [5 empty] | 58
12120 | Delta Diablo Sanitation District | E-001 D Eff Monthly Average | Anthracene | 2001-02-28 | < | 0.3 | ug/l | [5 empty] | 58
12122 | Delta Diablo Sanitation District | E-001 D Eff Monthly Average | Anthracene | 2001-03-31 | < | 0.3 | ug/l | [5 empty] | 58
12124 | Delta Diablo Sanitation District | E-001 D Eff Monthly Average | Anthracene | 2001-04-30 | < | 0.3 | ug/l | [5 empty] | 58
12126 | Delta Diablo Sanitation District | E-001 D Eff Monthly Average | Anthracene | 2001-05-31 | < | 0.3 | ug/l | [5 empty] | 58
12128 | Delta Diablo Sanitation District | E-001 D Eff Monthly Average | Anthracene | 2001-06-30 | < | 0.4 | ug/l | [5 empty] | 58
12130 | Delta Diablo Sanitation District | E-001 D Eff Monthly Average | Anthracene | 2001-07-31 | < | 0.4 | ug/l | [5 empty] | 58
12132 | Delta Diablo Sanitation District | E-001 D Eff Monthly Average | Anthracene | 2001-08-31 | < | 0.4 | ug/l | [5 empty] | 58
12134 | Delta Diablo Sanitation District | E-001 D Eff Monthly Average | Anthracene | 2001-09-30 | < | 0.3 | ug/l | [5 empty] | 58
12136 | Delta Diablo Sanitation District | E-001 D Eff Monthly Average | Anthracene | 2001-10-31 | < | 0.3 | ug/l | [5 empty] | 58
12138 | Delta Diablo Sanitation District | E-001 D Eff Monthly Average | Anthracene | 2002-01-31 | < | 0.3 | ug/l | [5 empty] | 58
12140 | Delta Diablo Sanitation District | E-001 D Eff Monthly Average | Anthracene | 2002-02-28 | < | 0.3 | ug/l | [5 empty] | 58
12142 | Delta Diablo Sanitation District | E-001 D Eff Monthly Average | Anthracene | 2002-04-30 | < | 0.3 | ug/l | [5 empty] | 58
12144 | Delta Diablo Sanitation District | E-001 D Eff Monthly Average | Anthracene | 2002-07-31 | < | 0.3 | ug/l | [5 empty] | 58
12146 | Delta Diablo Sanitation District | E-001 D Eff Monthly Average | Anthracene | 2002-08-31 | < | 0.3 | ug/l | [5 empty] | 58
12148 | Delta Diablo Sanitation District | E-001 D Eff Monthly Average | Anthracene | 2002-09-30 | < | 0.3 | ug/l | [5 empty] | 58
12150 | Delta Diablo Sanitation District | E-001 D Eff Monthly Average | Anthracene | 2002-10-31 | < | 0.3 | ug/l | [5 empty] | 58
12152 | Delta Diablo Sanitation District | E-001 D Eff Monthly Average | Anthracene | 2002-11-30 | < | 0.3 | ug/l | [5 empty] | 58
12154 | Delta Diablo Sanitation District | E-001 D Eff Monthly Average | Anthracene | 2002-12-31 | < | 0.4 | ug/l | [5 empty] | 58
12156 | Delta Diablo Sanitation District | E-001 D Eff Monthly Average | Anthracene | 2003-01-31 | < | 0.3 | ug/l | [5 empty] | 58
12158 | Delta Diablo Sanitation District | E-001 D Eff Monthly Average | Anthracene | 2003-02-28 | < | 0.3 | ug/l | [5 empty] | 58
12159 | Delta Diablo Sanitation District | E-001 D Eff Daily Maximum | 1,2-BZ(AH)AN | 2000-08-01 | < | 0.47 | ug/l | [5 empty] | 60
12161 | Delta Diablo Sanitation District | E-001 D Eff Daily Maximum | 1,2-BZ(AH)AN | 2000-09-13 | < | 0.3 | ug/l | [5 empty] | 60
12163 | Delta Diablo Sanitation District | E-001 D Eff Daily Maximum | 1,2-BZ(AH)AN | 2000-10-04 | < | 0.3 | ug/l | [5 empty] | 60
12165 | Delta Diablo Sanitation District | E-001 D Eff Daily Maximum | 1,2-BZ(AH)AN | 2000-11-01 | < | 0.3 | ug/l | [5 empty] | 60
12167 | Delta Diablo Sanitation District | E-001 D Eff Daily Maximum | 1,2-BZ(AH)AN | 2000-12-05 | < | 0.3 | ug/l | [5 empty] | 60
12169 | Delta Diablo Sanitation District | E-001 D Eff Daily Maximum | 1,2-BZ(AH)AN | 2001-01-03 | < | 0.3 | ug/l | [5 empty] | 60
12171 | Delta Diablo Sanitation District | E-001 D Eff Daily Maximum | 1,2-BZ(AH)AN | 2001-02-05 | < | 0.3 | ug/l | [5 empty] | 60
12173 | Delta Diablo Sanitation District | E-001 D Eff Daily Maximum | 1,2-BZ(AH)AN | 2001-03-08 | < | 0.3 | ug/l | [5 empty] | 60
12175 | Delta Diablo Sanitation District | E-001 D Eff Daily Maximum | 1,2-BZ(AH)AN | 2001-04-03 | < | 0.3 | ug/l | [5 empty] | 60
12177 | Delta Diablo Sanitation District | E-001 D Eff Daily Maximum | 1,2-BZ(AH)AN | 2001-05-01 | < | 0.3 | ug/l | [5 empty] | 60
12179 | Delta Diablo Sanitation District | E-001 D Eff Daily Maximum | 1,2-BZ(AH)AN | 2001-06-05 | < | 0.4 | ug/l | [5 empty] | 60
12181 | Delta Diablo Sanitation District | E-001 D Eff Daily Maximum | 1,2-BZ(AH)AN | 2001-07-02 | < | 0.4 | ug/l | [5 empty] | 60
12183 | Delta Diablo Sanitation District | E-001 D Eff Daily Maximum | 1,2-BZ(AH)AN | 2001-08-01 | < | 0.4 | ug/l | [5 empty] | 60
12185 | Delta Diablo Sanitation District | E-001 D Eff Daily Maximum | 1,2-BZ(AH)AN | 2001-09-04 | < | 0.3 | ug/l | [5 empty] | 60
12187 | Delta Diablo Sanitation District | E-001 D Eff Daily Maximum | 1,2-BZ(AH)AN | 2001-10-02 | < | 0.3 | ug/l | [5 empty] | 60
12189 | Delta Diablo Sanitation District | E-001 D Eff Daily Maximum | 1,2-BZ(AH)AN | 2002-01-03 | < | 0.3 | ug/l | [5 empty] | 60
12191 | Delta Diablo Sanitation District | E-001 D Eff Daily Maximum | 1,2-BZ(AH)AN | 2002-02-05 | < | 0.3 | ug/l | [5 empty] | 60
12193 | Delta Diablo Sanitation District | E-001 D Eff Daily Maximum | 1,2-BZ(AH)AN | 2002-04-02 | < | 0.3 | ug/l | [5 empty] | 60
12195 | Delta Diablo Sanitation District | E-001 D Eff Daily Maximum | 1,2-BZ(AH)AN | 2002-07-02 | < | 0.3 | ug/l | [5 empty] | 60
12197 | Delta Diablo Sanitation District | E-001 D Eff Daily Maximum | 1,2-BZ(AH)AN | 2002-08-07 | < | 0.3 | ug/l | [5 empty] | 60
12199 | Delta Diablo Sanitation District | E-001 D Eff Daily Maximum | 1,2-BZ(AH)AN | 2002-09-04 | < | 0.3 | ug/l | [5 empty] | 60
12201 | Delta Diablo Sanitation District | E-001 D Eff Daily Maximum | 1,2-BZ(AH)AN | 2002-10-02 | < | 0.3 | ug/l | [5 empty] | 60
12203 | Delta Diablo Sanitation District | E-001 D Eff Daily Maximum | 1,2-BZ(AH)AN | 2002-11-06 | < | 0.3 | ug/l | [5 empty] | 60
12205 | Delta Diablo Sanitation District | E-001 D Eff Daily Maximum | 1,2-BZ(AH)AN | 2002-12-04 | < | 0.4 | ug/l | [5 empty] | 60
12207 | Delta Diablo Sanitation District | E-001 D Eff Daily Maximum | 1,2-BZ(AH)AN | 2003-01-02 | < | 0.3 | ug/l | [5 empty] | 60
12209 | Delta Diablo Sanitation District | E-001 D Eff Daily Maximum | 1,2-BZ(AH)AN | 2003-02-06 | < | 0.3 | ug/l | [5 empty] | 60 |  |  | < | 0.3
12160 | Delta Diablo Sanitation District | E-001 D Eff Monthly Average | 1,2-BZ(AH)AN | 2000-08-31 | < | 0.47 | ug/l | [5 empty] | 60
12162 | Delta Diablo Sanitation District | E-001 D Eff Monthly Average | 1,2-BZ(AH)AN | 2000-09-30 | < | 0.3 | ug/l | [5 empty] | 60
12164 | Delta Diablo Sanitation District | E-001 D Eff Monthly Average | 1,2-BZ(AH)AN | 2000-10-31 | < | 0.3 | ug/l | [5 empty] | 60
12166 | Delta Diablo Sanitation District | E-001 D Eff Monthly Average | 1,2-BZ(AH)AN | 2000-11-30 | < | 0.3 | ug/l | [5 empty] | 60
12168 | Delta Diablo Sanitation District | E-001 D Eff Monthly Average | 1,2-BZ(AH)AN | 2000-12-31 | < | 0.3 | ug/l | [5 empty] | 60
12170 | Delta Diablo Sanitation District | E-001 D Eff Monthly Average | 1,2-BZ(AH)AN | 2001-01-31 | < | 0.3 | ug/l | [5 empty] | 60
12172 | Delta Diablo Sanitation District | E-001 D Eff Monthly Average | 1,2-BZ(AH)AN | 2001-02-28 | < | 0.3 | ug/l | [5 empty] | 60
12174 | Delta Diablo Sanitation District | E-001 D Eff Monthly Average | 1,2-BZ(AH)AN | 2001-03-31 | < | 0.3 | ug/l | [5 empty] | 60
12176 | Delta Diablo Sanitation District | E-001 D Eff Monthly Average | 1,2-BZ(AH)AN | 2001-04-30 | < | 0.3 | ug/l | [5 empty] | 60
12178 | Delta Diablo Sanitation District | E-001 D Eff Monthly Average | 1,2-BZ(AH)AN | 2001-05-31 | < | 0.3 | ug/l | [5 empty] | 60
12180 | Delta Diablo Sanitation District | E-001 D Eff Monthly Average | 1,2-BZ(AH)AN | 2001-06-30 | < | 0.4 | ug/l | [5 empty] | 60
12182 | Delta Diablo Sanitation District | E-001 D Eff Monthly Average | 1,2-BZ(AH)AN | 2001-07-31 | < | 0.4 | ug/l | [5 empty] | 60
12184 | Delta Diablo Sanitation District | E-001 D Eff Monthly Average | 1,2-BZ(AH)AN | 2001-08-31 | < | 0.4 | ug/l | [5 empty] | 60
12186 | Delta Diablo Sanitation District | E-001 D Eff Monthly Average | 1,2-BZ(AH)AN | 2001-09-30 | < | 0.3 | ug/l | [5 empty] | 60
12188 | Delta Diablo Sanitation District | E-001 D Eff Monthly Average | 1,2-BZ(AH)AN | 2001-10-31 | < | 0.3 | ug/l | [5 empty] | 60
12190 | Delta Diablo Sanitation District | E-001 D Eff Monthly Average | 1,2-BZ(AH)AN | 2002-01-31 | < | 0.3 | ug/l | [5 empty] | 60
12192 | Delta Diablo Sanitation District | E-001 D Eff Monthly Average | 1,2-BZ(AH)AN | 2002-02-28 | < | 0.3 | ug/l | [5 empty] | 60
12194 | Delta Diablo Sanitation District | E-001 D Eff Monthly Average | 1,2-BZ(AH)AN | 2002-04-30 | < | 0.3 | ug/l | [5 empty] | 60
12196 | Delta Diablo Sanitation District | E-001 D Eff Monthly Average | 1,2-BZ(AH)AN | 2002-07-31 | < | 0.3 | ug/l | [5 empty] | 60
12198 | Delta Diablo Sanitation District | E-001 D Eff Monthly Average | 1,2-BZ(AH)AN | 2002-08-31 | < | 0.3 | ug/l | [5 empty] | 60
12200 | Delta Diablo Sanitation District | E-001 D Eff Monthly Average | 1,2-BZ(AH)AN | 2002-09-30 | < | 0.3 | ug/l | [5 empty] | 60
12202 | Delta Diablo Sanitation District | E-001 D Eff Monthly Average | 1,2-BZ(AH)AN | 2002-10-31 | < | 0.3 | ug/l | [5 empty] | 60
12204 | Delta Diablo Sanitation District | E-001 D Eff Monthly Average | 1,2-BZ(AH)AN | 2002-11-30 | < | 0.3 | ug/l | [5 empty] | 60
12206 | Delta Diablo Sanitation District | E-001 D Eff Monthly Average | 1,2-BZ(AH)AN | 2002-12-31 | < | 0.4 | ug/l | [5 empty] | 60
12208 | Delta Diablo Sanitation District | E-001 D Eff Monthly Average | 1,2-BZ(AH)AN | 2003-01-31 | < | 0.3 | ug/l | [5 empty] | 60
12210 | Delta Diablo Sanitation District | E-001 D Eff Monthly Average | 1,2-BZ(AH)AN | 2003-02-28 | < | 0.3 | ug/l | [5 empty] | 60
12211 | Delta Diablo Sanitation District | E-001 D Eff Daily Maximum | BENZO(A)Pyre | 2000-08-01 | < | 0.47 | ug/l | [5 empty] | 61
12213 | Delta Diablo Sanitation District | E-001 D Eff Daily Maximum | BENZO(A)Pyre | 2000-09-13 | < | 0.3 | ug/l | [5 empty] | 61
12215 | Delta Diablo Sanitation District | E-001 D Eff Daily Maximum | BENZO(A)Pyre | 2000-10-04 | < | 0.3 | ug/l | [5 empty] | 61
12217 | Delta Diablo Sanitation District | E-001 D Eff Daily Maximum | BENZO(A)Pyre | 2000-11-01 | < | 0.3 | ug/l | [5 empty] | 61
12219 | Delta Diablo Sanitation District | E-001 D Eff Daily Maximum | BENZO(A)Pyre | 2000-12-05 | < | 0.3 | ug/l | [5 empty] | 61
12221 | Delta Diablo Sanitation District | E-001 D Eff Daily Maximum | BENZO(A)Pyre | 2001-01-03 | < | 0.3 | ug/l | [5 empty] | 61
12223 | Delta Diablo Sanitation District | E-001 D Eff Daily Maximum | BENZO(A)Pyre | 2001-02-05 | < | 0.3 | ug/l | [5 empty] | 61
12225 | Delta Diablo Sanitation District | E-001 D Eff Daily Maximum | BENZO(A)Pyre | 2001-03-08 | < | 0.3 | ug/l | [5 empty] | 61
12227 | Delta Diablo Sanitation District | E-001 D Eff Daily Maximum | BENZO(A)Pyre | 2001-04-03 | < | 0.3 | ug/l | [5 empty] | 61
12229 | Delta Diablo Sanitation District | E-001 D Eff Daily Maximum | BENZO(A)Pyre | 2001-05-01 | < | 0.3 | ug/l | [5 empty] | 61
12231 | Delta Diablo Sanitation District | E-001 D Eff Daily Maximum | BENZO(A)Pyre | 2001-06-05 | < | 0.4 | ug/l | [5 empty] | 61
12233 | Delta Diablo Sanitation District | E-001 D Eff Daily Maximum | BENZO(A)Pyre | 2001-07-02 | < | 0.4 | ug/l | [5 empty] | 61
12235 | Delta Diablo Sanitation District | E-001 D Eff Daily Maximum | BENZO(A)Pyre | 2001-08-01 | < | 0.4 | ug/l | [5 empty] | 61
12237 | Delta Diablo Sanitation District | E-001 D Eff Daily Maximum | BENZO(A)Pyre | 2001-09-04 | < | 0.3 | ug/l | [5 empty] | 61
12239 | Delta Diablo Sanitation District | E-001 D Eff Daily Maximum | BENZO(A)Pyre | 2001-10-02 | < | 0.3 | ug/l | [5 empty] | 61
12241 | Delta Diablo Sanitation District | E-001 D Eff Daily Maximum | BENZO(A)Pyre | 2002-01-03 | < | 0.3 | ug/l | [5 empty] | 61
12243 | Delta Diablo Sanitation District | E-001 D Eff Daily Maximum | BENZO(A)Pyre | 2002-02-05 | < | 0.3 | ug/l | [5 empty] | 61
12245 | Delta Diablo Sanitation District | E-001 D Eff Daily Maximum | BENZO(A)Pyre | 2002-04-02 | < | 0.3 | ug/l | [5 empty] | 61
12247 | Delta Diablo Sanitation District | E-001 D Eff Daily Maximum | BENZO(A)Pyre | 2002-07-02 | < | 0.3 | ug/l | [5 empty] | 61
12249 | Delta Diablo Sanitation District | E-001 D Eff Daily Maximum | BENZO(A)Pyre | 2002-08-07 | < | 0.3 | ug/l | [5 empty] | 61
12251 | Delta Diablo Sanitation District | E-001 D Eff Daily Maximum | BENZO(A)Pyre | 2002-09-04 | < | 0.3 | ug/l | [5 empty] | 61
12253 | Delta Diablo Sanitation District | E-001 D Eff Daily Maximum | BENZO(A)Pyre | 2002-10-02 | < | 0.3 | ug/l | [5 empty] | 61
12255 | Delta Diablo Sanitation District | E-001 D Eff Daily Maximum | BENZO(A)Pyre | 2002-11-06 | < | 0.3 | ug/l | [5 empty] | 61
12257 | Delta Diablo Sanitation District | E-001 D Eff Daily Maximum | BENZO(A)Pyre | 2002-12-04 | < | 0.4 | ug/l | [5 empty] | 61
12259 | Delta Diablo Sanitation District | E-001 D Eff Daily Maximum | BENZO(A)Pyre | 2003-01-02 | < | 0.3 | ug/l | [5 empty] | 61
12261 | Delta Diablo Sanitation District | E-001 D Eff Daily Maximum | BENZO(A)Pyre | 2003-02-06 | < | 0.3 | ug/l | [5 empty] | 61 |  |  | < | 0.3
12212 | Delta Diablo Sanitation District | E-001 D Eff Monthly Average | BENZO(A)Pyre | 2000-08-31 | < | 0.47 | ug/l | [5 empty] | 61
12214 | Delta Diablo Sanitation District | E-001 D Eff Monthly Average | BENZO(A)Pyre | 2000-09-30 | < | 0.3 | ug/l | [5 empty] | 61
12216 | Delta Diablo Sanitation District | E-001 D Eff Monthly Average | BENZO(A)Pyre | 2000-10-31 | < | 0.3 | ug/l | [5 empty] | 61
12218 | Delta Diablo Sanitation District | E-001 D Eff Monthly Average | BENZO(A)Pyre | 2000-11-30 | < | 0.3 | ug/l | [5 empty] | 61
12220 | Delta Diablo Sanitation District | E-001 D Eff Monthly Average | BENZO(A)Pyre | 2000-12-31 | < | 0.3 | ug/l | [5 empty] | 61
12222 | Delta Diablo Sanitation District | E-001 D Eff Monthly Average | BENZO(A)Pyre | 2001-01-31 | < | 0.3 | ug/l | [5 empty] | 61
12224 | Delta Diablo Sanitation District | E-001 D Eff Monthly Average | BENZO(A)Pyre | 2001-02-28 | < | 0.3 | ug/l | [5 empty] | 61
12226 | Delta Diablo Sanitation District | E-001 D Eff Monthly Average | BENZO(A)Pyre | 2001-03-31 | < | 0.3 | ug/l | [5 empty] | 61
12228 | Delta Diablo Sanitation District | E-001 D Eff Monthly Average | BENZO(A)Pyre | 2001-04-30 | < | 0.3 | ug/l | [5 empty] | 61
12230 | Delta Diablo Sanitation District | E-001 D Eff Monthly Average | BENZO(A)Pyre | 2001-05-31 | < | 0.3 | ug/l | [5 empty] | 61
12232 | Delta Diablo Sanitation District | E-001 D Eff Monthly Average | BENZO(A)Pyre | 2001-06-30 | < | 0.4 | ug/l | [5 empty] | 61
12234 | Delta Diablo Sanitation District | E-001 D Eff Monthly Average | BENZO(A)Pyre | 2001-07-31 | < | 0.4 | ug/l | [5 empty] | 61
12236 | Delta Diablo Sanitation District | E-001 D Eff Monthly Average | BENZO(A)Pyre | 2001-08-31 | < | 0.4 | ug/l | [5 empty] | 61
12238 | Delta Diablo Sanitation District | E-001 D Eff Monthly Average | BENZO(A)Pyre | 2001-09-30 | < | 0.3 | ug/l | [5 empty] | 61
12240 | Delta Diablo Sanitation District | E-001 D Eff Monthly Average | BENZO(A)Pyre | 2001-10-31 | < | 0.3 | ug/l | [5 empty] | 61
12242 | Delta Diablo Sanitation District | E-001 D Eff Monthly Average | BENZO(A)Pyre | 2002-01-31 | < | 0.3 | ug/l | [5 empty] | 61
12244 | Delta Diablo Sanitation District | E-001 D Eff Monthly Average | BENZO(A)Pyre | 2002-02-28 | < | 0.3 | ug/l | [5 empty] | 61
12246 | Delta Diablo Sanitation District | E-001 D Eff Monthly Average | BENZO(A)Pyre | 2002-04-30 | < | 0.3 | ug/l | [5 empty] | 61
12248 | Delta Diablo Sanitation District | E-001 D Eff Monthly Average | BENZO(A)Pyre | 2002-07-31 | < | 0.3 | ug/l | [5 empty] | 61
12250 | Delta Diablo Sanitation District | E-001 D Eff Monthly Average | BENZO(A)Pyre | 2002-08-31 | < | 0.3 | ug/l | [5 empty] | 61
12252 | Delta Diablo Sanitation District | E-001 D Eff Monthly Average | BENZO(A)Pyre | 2002-09-30 | < | 0.3 | ug/l | [5 empty] | 61
12254 | Delta Diablo Sanitation District | E-001 D Eff Monthly Average | BENZO(A)Pyre | 2002-10-31 | < | 0.3 | ug/l | [5 empty] | 61
12256 | Delta Diablo Sanitation District | E-001 D Eff Monthly Average | BENZO(A)Pyre | 2002-11-30 | < | 0.3 | ug/l | [5 empty] | 61
12258 | Delta Diablo Sanitation District | E-001 D Eff Monthly Average | BENZO(A)Pyre | 2002-12-31 | < | 0.4 | ug/l | [5 empty] | 61
12260 | Delta Diablo Sanitation District | E-001 D Eff Monthly Average | BENZO(A)Pyre | 2003-01-31 | < | 0.3 | ug/l | [5 empty] | 61
12262 | Delta Diablo Sanitation District | E-001 D Eff Monthly Average | BENZO(A)Pyre | 2003-02-28 | < | 0.3 | ug/l | [5 empty] | 61
12263 | Delta Diablo Sanitation District | E-001 D Eff Daily Maximum | 3,4-BFLUOR | 2000-08-01 | < | 0.47 | ug/l | [5 empty] | 62
12265 | Delta Diablo Sanitation District | E-001 D Eff Daily Maximum | 3,4-BFLUOR | 2000-09-13 | < | 0.3 | ug/l | [5 empty] | 62
12267 | Delta Diablo Sanitation District | E-001 D Eff Daily Maximum | 3,4-BFLUOR | 2000-10-04 | < | 0.3 | ug/l | [5 empty] | 62
12269 | Delta Diablo Sanitation District | E-001 D Eff Daily Maximum | 3,4-BFLUOR | 2000-11-01 | < | 0.3 | ug/l | [5 empty] | 62
12271 | Delta Diablo Sanitation District | E-001 D Eff Daily Maximum | 3,4-BFLUOR | 2000-12-05 | < | 0.3 | ug/l | [5 empty] | 62
12273 | Delta Diablo Sanitation District | E-001 D Eff Daily Maximum | 3,4-BFLUOR | 2001-01-03 | < | 0.3 | ug/l | [5 empty] | 62
12275 | Delta Diablo Sanitation District | E-001 D Eff Daily Maximum | 3,4-BFLUOR | 2001-02-05 | < | 0.3 | ug/l | [5 empty] | 62
12277 | Delta Diablo Sanitation District | E-001 D Eff Daily Maximum | 3,4-BFLUOR | 2001-03-08 | < | 0.3 | ug/l | [5 empty] | 62
12279 | Delta Diablo Sanitation District | E-001 D Eff Daily Maximum | 3,4-BFLUOR | 2001-04-03 | < | 0.3 | ug/l | [5 empty] | 62
12281 | Delta Diablo Sanitation District | E-001 D Eff Daily Maximum | 3,4-BFLUOR | 2001-05-01 | < | 0.3 | ug/l | [5 empty] | 62
12283 | Delta Diablo Sanitation District | E-001 D Eff Daily Maximum | 3,4-BFLUOR | 2001-06-05 | < | 0.4 | ug/l | [5 empty] | 62
12285 | Delta Diablo Sanitation District | E-001 D Eff Daily Maximum | 3,4-BFLUOR | 2001-07-02 | < | 0.4 | ug/l | [5 empty] | 62
12287 | Delta Diablo Sanitation District | E-001 D Eff Daily Maximum | 3,4-BFLUOR | 2001-08-01 | < | 0.4 | ug/l | [5 empty] | 62
12289 | Delta Diablo Sanitation District | E-001 D Eff Daily Maximum | 3,4-BFLUOR | 2001-09-04 | < | 0.3 | ug/l | [5 empty] | 62
12291 | Delta Diablo Sanitation District | E-001 D Eff Daily Maximum | 3,4-BFLUOR | 2001-10-02 | < | 0.3 | ug/l | [5 empty] | 62
12293 | Delta Diablo Sanitation District | E-001 D Eff Daily Maximum | 3,4-BFLUOR | 2002-01-03 | < | 0.3 | ug/l | [5 empty] | 62
12295 | Delta Diablo Sanitation District | E-001 D Eff Daily Maximum | 3,4-BFLUOR | 2002-02-05 | < | 0.3 | ug/l | [5 empty] | 62
12297 | Delta Diablo Sanitation District | E-001 D Eff Daily Maximum | 3,4-BFLUOR | 2002-04-02 | < | 0.3 | ug/l | [5 empty] | 62
12299 | Delta Diablo Sanitation District | E-001 D Eff Daily Maximum | 3,4-BFLUOR | 2002-07-02 | < | 0.3 | ug/l | [5 empty] | 62
12301 | Delta Diablo Sanitation District | E-001 D Eff Daily Maximum | 3,4-BFLUOR | 2002-08-07 | < | 0.3 | ug/l | [5 empty] | 62
12303 | Delta Diablo Sanitation District | E-001 D Eff Daily Maximum | 3,4-BFLUOR | 2002-09-04 | < | 0.3 | ug/l | [5 empty] | 62
12305 | Delta Diablo Sanitation District | E-001 D Eff Daily Maximum | 3,4-BFLUOR | 2002-10-02 | < | 0.3 | ug/l | [5 empty] | 62
12307 | Delta Diablo Sanitation District | E-001 D Eff Daily Maximum | 3,4-BFLUOR | 2002-11-06 | < | 0.3 | ug/l | [5 empty] | 62
12309 | Delta Diablo Sanitation District | E-001 D Eff Daily Maximum | 3,4-BFLUOR | 2002-12-04 | < | 0.4 | ug/l | [5 empty] | 62
12311 | Delta Diablo Sanitation District | E-001 D Eff Daily Maximum | 3,4-BFLUOR | 2003-01-02 | < | 0.3 | ug/l | [5 empty] | 62
12313 | Delta Diablo Sanitation District | E-001 D Eff Daily Maximum | 3,4-BFLUOR | 2003-02-06 | < | 0.3 | ug/l | [5 empty] | 62 |  |  | < | 0.3
12264 | Delta Diablo Sanitation District | E-001 D Eff Monthly Average | 3,4-BFLUOR | 2000-08-31 | < | 0.47 | ug/l | [5 empty] | 62
12266 | Delta Diablo Sanitation District | E-001 D Eff Monthly Average | 3,4-BFLUOR | 2000-09-30 | < | 0.3 | ug/l | [5 empty] | 62
12268 | Delta Diablo Sanitation District | E-001 D Eff Monthly Average | 3,4-BFLUOR | 2000-10-31 | < | 0.3 | ug/l | [5 empty] | 62
12270 | Delta Diablo Sanitation District | E-001 D Eff Monthly Average | 3,4-BFLUOR | 2000-11-30 | < | 0.3 | ug/l | [5 empty] | 62
12272 | Delta Diablo Sanitation District | E-001 D Eff Monthly Average | 3,4-BFLUOR | 2000-12-31 | < | 0.3 | ug/l | [5 empty] | 62
12274 | Delta Diablo Sanitation District | E-001 D Eff Monthly Average | 3,4-BFLUOR | 2001-01-31 | < | 0.3 | ug/l | [5 empty] | 62
12276 | Delta Diablo Sanitation District | E-001 D Eff Monthly Average | 3,4-BFLUOR | 2001-02-28 | < | 0.3 | ug/l | [5 empty] | 62
12278 | Delta Diablo Sanitation District | E-001 D Eff Monthly Average | 3,4-BFLUOR | 2001-03-31 | < | 0.3 | ug/l | [5 empty] | 62
12280 | Delta Diablo Sanitation District | E-001 D Eff Monthly Average | 3,4-BFLUOR | 2001-04-30 | < | 0.3 | ug/l | [5 empty] | 62
12282 | Delta Diablo Sanitation District | E-001 D Eff Monthly Average | 3,4-BFLUOR | 2001-05-31 | < | 0.3 | ug/l | [5 empty] | 62
12284 | Delta Diablo Sanitation District | E-001 D Eff Monthly Average | 3,4-BFLUOR | 2001-06-30 | < | 0.4 | ug/l | [5 empty] | 62
12286 | Delta Diablo Sanitation District | E-001 D Eff Monthly Average | 3,4-BFLUOR | 2001-07-31 | < | 0.4 | ug/l | [5 empty] | 62
12288 | Delta Diablo Sanitation District | E-001 D Eff Monthly Average | 3,4-BFLUOR | 2001-08-31 | < | 0.4 | ug/l | [5 empty] | 62
12290 | Delta Diablo Sanitation District | E-001 D Eff Monthly Average | 3,4-BFLUOR | 2001-09-30 | < | 0.3 | ug/l | [5 empty] | 62
12292 | Delta Diablo Sanitation District | E-001 D Eff Monthly Average | 3,4-BFLUOR | 2001-10-31 | < | 0.3 | ug/l | [5 empty] | 62
12294 | Delta Diablo Sanitation District | E-001 D Eff Monthly Average | 3,4-BFLUOR | 2002-01-31 | < | 0.3 | ug/l | [5 empty] | 62
12296 | Delta Diablo Sanitation District | E-001 D Eff Monthly Average | 3,4-BFLUOR | 2002-02-28 | < | 0.3 | ug/l | [5 empty] | 62
12298 | Delta Diablo Sanitation District | E-001 D Eff Monthly Average | 3,4-BFLUOR | 2002-04-30 | < | 0.3 | ug/l | [5 empty] | 62
12300 | Delta Diablo Sanitation District | E-001 D Eff Monthly Average | 3,4-BFLUOR | 2002-07-31 | < | 0.3 | ug/l | [5 empty] | 62
12302 | Delta Diablo Sanitation District | E-001 D Eff Monthly Average | 3,4-BFLUOR | 2002-08-31 | < | 0.3 | ug/l | [5 empty] | 62
12304 | Delta Diablo Sanitation District | E-001 D Eff Monthly Average | 3,4-BFLUOR | 2002-09-30 | < | 0.3 | ug/l | [5 empty] | 62
12306 | Delta Diablo Sanitation District | E-001 D Eff Monthly Average | 3,4-BFLUOR | 2002-10-31 | < | 0.3 | ug/l | [5 empty] | 62
12308 | Delta Diablo Sanitation District | E-001 D Eff Monthly Average | 3,4-BFLUOR | 2002-11-30 | < | 0.3 | ug/l | [5 empty] | 62
12310 | Delta Diablo Sanitation District | E-001 D Eff Monthly Average | 3,4-BFLUOR | 2002-12-31 | < | 0.4 | ug/l | [5 empty] | 62
12312 | Delta Diablo Sanitation District | E-001 D Eff Monthly Average | 3,4-BFLUOR | 2003-01-31 | < | 0.3 | ug/l | [5 empty] | 62
12314 | Delta Diablo Sanitation District | E-001 D Eff Monthly Average | 3,4-BFLUOR | 2003-02-28 | < | 0.3 | ug/l | [5 empty] | 62
12315 | Delta Diablo Sanitation District | E-001 D Eff Daily Maximum | 1,12-BZPERY | 2000-08-01 | < | 0.47 | ug/l | [5 empty] | 63
12317 | Delta Diablo Sanitation District | E-001 D Eff Daily Maximum | 1,12-BZPERY | 2000-09-13 | < | 0.3 | ug/l | [5 empty] | 63
12319 | Delta Diablo Sanitation District | E-001 D Eff Daily Maximum | 1,12-BZPERY | 2000-10-04 | < | 0.3 | ug/l | [5 empty] | 63
12321 | Delta Diablo Sanitation District | E-001 D Eff Daily Maximum | 1,12-BZPERY | 2000-11-01 | < | 0.3 | ug/l | [5 empty] | 63
12323 | Delta Diablo Sanitation District | E-001 D Eff Daily Maximum | 1,12-BZPERY | 2000-12-05 | < | 0.3 | ug/l | [5 empty] | 63
12325 | Delta Diablo Sanitation District | E-001 D Eff Daily Maximum | 1,12-BZPERY | 2001-01-03 | < | 0.3 | ug/l | [5 empty] | 63
12327 | Delta Diablo Sanitation District | E-001 D Eff Daily Maximum | 1,12-BZPERY | 2001-02-05 | < | 0.3 | ug/l | [5 empty] | 63
12329 | Delta Diablo Sanitation District | E-001 D Eff Daily Maximum | 1,12-BZPERY | 2001-03-08 | < | 0.3 | ug/l | [5 empty] | 63
12331 | Delta Diablo Sanitation District | E-001 D Eff Daily Maximum | 1,12-BZPERY | 2001-04-03 | < | 0.3 | ug/l | [5 empty] | 63
12333 | Delta Diablo Sanitation District | E-001 D Eff Daily Maximum | 1,12-BZPERY | 2001-05-01 | < | 0.3 | ug/l | [5 empty] | 63
12335 | Delta Diablo Sanitation District | E-001 D Eff Daily Maximum | 1,12-BZPERY | 2001-06-05 | < | 0.4 | ug/l | [5 empty] | 63
12337 | Delta Diablo Sanitation District | E-001 D Eff Daily Maximum | 1,12-BZPERY | 2001-07-02 | < | 0.4 | ug/l | [5 empty] | 63
12339 | Delta Diablo Sanitation District | E-001 D Eff Daily Maximum | 1,12-BZPERY | 2001-08-01 | < | 0.2 | ug/l | [5 empty] | 63
12341 | Delta Diablo Sanitation District | E-001 D Eff Daily Maximum | 1,12-BZPERY | 2001-09-04 | < | 0.3 | ug/l | [5 empty] | 63
12343 | Delta Diablo Sanitation District | E-001 D Eff Daily Maximum | 1,12-BZPERY | 2001-10-02 | < | 0.1 | ug/l | [5 empty] | 63
12345 | Delta Diablo Sanitation District | E-001 D Eff Daily Maximum | 1,12-BZPERY | 2002-01-03 | < | 0.3 | ug/l | [5 empty] | 63
12347 | Delta Diablo Sanitation District | E-001 D Eff Daily Maximum | 1,12-BZPERY | 2002-02-05 | < | 0.3 | ug/l | [5 empty] | 63
12349 | Delta Diablo Sanitation District | E-001 D Eff Daily Maximum | 1,12-BZPERY | 2002-04-02 | < | 0.3 | ug/l | [5 empty] | 63
12351 | Delta Diablo Sanitation District | E-001 D Eff Daily Maximum | 1,12-BZPERY | 2002-07-02 | < | 0.3 | ug/l | [5 empty] | 63
12353 | Delta Diablo Sanitation District | E-001 D Eff Daily Maximum | 1,12-BZPERY | 2002-08-07 | < | 0.1 | ug/l | [5 empty] | 63
12355 | Delta Diablo Sanitation District | E-001 D Eff Daily Maximum | 1,12-BZPERY | 2002-09-04 | < | 0.1 | ug/l | [5 empty] | 63
12357 | Delta Diablo Sanitation District | E-001 D Eff Daily Maximum | 1,12-BZPERY | 2002-10-02 | < | 0.1 | ug/l | [5 empty] | 63
12359 | Delta Diablo Sanitation District | E-001 D Eff Daily Maximum | 1,12-BZPERY | 2002-11-06 | < | 0.1 | ug/l | [5 empty] | 63
12361 | Delta Diablo Sanitation District | E-001 D Eff Daily Maximum | 1,12-BZPERY | 2002-12-04 | < | 0.2 | ug/l | [5 empty] | 63
12363 | Delta Diablo Sanitation District | E-001 D Eff Daily Maximum | 1,12-BZPERY | 2003-01-02 | < | 0.1 | ug/l | [5 empty] | 63
12365 | Delta Diablo Sanitation District | E-001 D Eff Daily Maximum | 1,12-BZPERY | 2003-02-06 | < | 0.1 | ug/l | [5 empty] | 63 |  |  | < | 0.3
12316 | Delta Diablo Sanitation District | E-001 D Eff Monthly Average | 1,12-BZPERY | 2000-08-31 | < | 0.47 | ug/l | [5 empty] | 63
12318 | Delta Diablo Sanitation District | E-001 D Eff Monthly Average | 1,12-BZPERY | 2000-09-30 | < | 0.3 | ug/l | [5 empty] | 63
12320 | Delta Diablo Sanitation District | E-001 D Eff Monthly Average | 1,12-BZPERY | 2000-10-31 | < | 0.3 | ug/l | [5 empty] | 63
12322 | Delta Diablo Sanitation District | E-001 D Eff Monthly Average | 1,12-BZPERY | 2000-11-30 | < | 0.3 | ug/l | [5 empty] | 63
12324 | Delta Diablo Sanitation District | E-001 D Eff Monthly Average | 1,12-BZPERY | 2000-12-31 | < | 0.3 | ug/l | [5 empty] | 63
12326 | Delta Diablo Sanitation District | E-001 D Eff Monthly Average | 1,12-BZPERY | 2001-01-31 | < | 0.3 | ug/l | [5 empty] | 63
12328 | Delta Diablo Sanitation District | E-001 D Eff Monthly Average | 1,12-BZPERY | 2001-02-28 | < | 0.3 | ug/l | [5 empty] | 63
12330 | Delta Diablo Sanitation District | E-001 D Eff Monthly Average | 1,12-BZPERY | 2001-03-31 | < | 0.3 | ug/l | [5 empty] | 63
12332 | Delta Diablo Sanitation District | E-001 D Eff Monthly Average | 1,12-BZPERY | 2001-04-30 | < | 0.3 | ug/l | [5 empty] | 63
12334 | Delta Diablo Sanitation District | E-001 D Eff Monthly Average | 1,12-BZPERY | 2001-05-31 | < | 0.3 | ug/l | [5 empty] | 63
12336 | Delta Diablo Sanitation District | E-001 D Eff Monthly Average | 1,12-BZPERY | 2001-06-30 | < | 0.4 | ug/l | [5 empty] | 63
12338 | Delta Diablo Sanitation District | E-001 D Eff Monthly Average | 1,12-BZPERY | 2001-07-31 | < | 0.4 | ug/l | [5 empty] | 63
12340 | Delta Diablo Sanitation District | E-001 D Eff Monthly Average | 1,12-BZPERY | 2001-08-31 | < | 0.2 | ug/l | [5 empty] | 63
12342 | Delta Diablo Sanitation District | E-001 D Eff Monthly Average | 1,12-BZPERY | 2001-09-30 | < | 0.3 | ug/l | [5 empty] | 63
12344 | Delta Diablo Sanitation District | E-001 D Eff Monthly Average | 1,12-BZPERY | 2001-10-31 | < | 0.1 | ug/l | [5 empty] | 63
12346 | Delta Diablo Sanitation District | E-001 D Eff Monthly Average | 1,12-BZPERY | 2002-01-31 | < | 0.3 | ug/l | [5 empty] | 63
12348 | Delta Diablo Sanitation District | E-001 D Eff Monthly Average | 1,12-BZPERY | 2002-02-28 | < | 0.3 | ug/l | [5 empty] | 63
12350 | Delta Diablo Sanitation District | E-001 D Eff Monthly Average | 1,12-BZPERY | 2002-04-30 | < | 0.3 | ug/l | [5 empty] | 63
12352 | Delta Diablo Sanitation District | E-001 D Eff Monthly Average | 1,12-BZPERY | 2002-07-31 | < | 0.3 | ug/l | [5 empty] | 63
12354 | Delta Diablo Sanitation District | E-001 D Eff Monthly Average | 1,12-BZPERY | 2002-08-31 | < | 0.1 | ug/l | [5 empty] | 63
12356 | Delta Diablo Sanitation District | E-001 D Eff Monthly Average | 1,12-BZPERY | 2002-09-30 | < | 0.1 | ug/l | [5 empty] | 63
12358 | Delta Diablo Sanitation District | E-001 D Eff Monthly Average | 1,12-BZPERY | 2002-10-31 | < | 0.1 | ug/l | [5 empty] | 63
12360 | Delta Diablo Sanitation District | E-001 D Eff Monthly Average | 1,12-BZPERY | 2002-11-30 | < | 0.1 | ug/l | [5 empty] | 63
12362 | Delta Diablo Sanitation District | E-001 D Eff Monthly Average | 1,12-BZPERY | 2002-12-31 | < | 0.2 | ug/l | [5 empty] | 63
12364 | Delta Diablo Sanitation District | E-001 D Eff Monthly Average | 1,12-BZPERY | 2003-01-31 | < | 0.1 | ug/l | [5 empty] | 63
12366 | Delta Diablo Sanitation District | E-001 D Eff Monthly Average | 1,12-BZPERY | 2003-02-28 | < | 0.1 | ug/l | [5 empty] | 63
12367 | Delta Diablo Sanitation District | E-001 D Eff Daily Maximum | B(K)Flranthn | 2000-08-01 | < | 0.47 | ug/l | [5 empty] | 64
12369 | Delta Diablo Sanitation District | E-001 D Eff Daily Maximum | B(K)Flranthn | 2000-09-13 | < | 0.3 | ug/l | [5 empty] | 64
12371 | Delta Diablo Sanitation District | E-001 D Eff Daily Maximum | B(K)Flranthn | 2000-10-04 | < | 0.3 | ug/l | [5 empty] | 64
12373 | Delta Diablo Sanitation District | E-001 D Eff Daily Maximum | B(K)Flranthn | 2000-11-01 | < | 0.3 | ug/l | [5 empty] | 64
12375 | Delta Diablo Sanitation District | E-001 D Eff Daily Maximum | B(K)Flranthn | 2000-12-05 | < | 0.3 | ug/l | [5 empty] | 64
12377 | Delta Diablo Sanitation District | E-001 D Eff Daily Maximum | B(K)Flranthn | 2001-01-03 | < | 0.3 | ug/l | [5 empty] | 64
12379 | Delta Diablo Sanitation District | E-001 D Eff Daily Maximum | B(K)Flranthn | 2001-02-05 | < | 0.3 | ug/l | [5 empty] | 64
12381 | Delta Diablo Sanitation District | E-001 D Eff Daily Maximum | B(K)Flranthn | 2001-03-08 | < | 0.3 | ug/l | [5 empty] | 64
12383 | Delta Diablo Sanitation District | E-001 D Eff Daily Maximum | B(K)Flranthn | 2001-04-03 | < | 0.3 | ug/l | [5 empty] | 64
12385 | Delta Diablo Sanitation District | E-001 D Eff Daily Maximum | B(K)Flranthn | 2001-05-01 | < | 0.3 | ug/l | [5 empty] | 64
12387 | Delta Diablo Sanitation District | E-001 D Eff Daily Maximum | B(K)Flranthn | 2001-06-05 | < | 0.4 | ug/l | [5 empty] | 64
12389 | Delta Diablo Sanitation District | E-001 D Eff Daily Maximum | B(K)Flranthn | 2001-07-02 | < | 0.4 | ug/l | [5 empty] | 64
12391 | Delta Diablo Sanitation District | E-001 D Eff Daily Maximum | B(K)Flranthn | 2001-08-01 | < | 0.4 | ug/l | [5 empty] | 64
12393 | Delta Diablo Sanitation District | E-001 D Eff Daily Maximum | B(K)Flranthn | 2001-09-04 | < | 0.3 | ug/l | [5 empty] | 64
12395 | Delta Diablo Sanitation District | E-001 D Eff Daily Maximum | B(K)Flranthn | 2001-10-02 | < | 0.3 | ug/l | [5 empty] | 64
12397 | Delta Diablo Sanitation District | E-001 D Eff Daily Maximum | B(K)Flranthn | 2002-01-03 | < | 0.3 | ug/l | [5 empty] | 64
12399 | Delta Diablo Sanitation District | E-001 D Eff Daily Maximum | B(K)Flranthn | 2002-02-05 | < | 0.3 | ug/l | [5 empty] | 64
12401 | Delta Diablo Sanitation District | E-001 D Eff Daily Maximum | B(K)Flranthn | 2002-04-02 | < | 0.3 | ug/l | [5 empty] | 64
12403 | Delta Diablo Sanitation District | E-001 D Eff Daily Maximum | B(K)Flranthn | 2002-07-02 | < | 0.3 | ug/l | [5 empty] | 64
12405 | Delta Diablo Sanitation District | E-001 D Eff Daily Maximum | B(K)Flranthn | 2002-08-07 | < | 0.3 | ug/l | [5 empty] | 64
12407 | Delta Diablo Sanitation District | E-001 D Eff Daily Maximum | B(K)Flranthn | 2002-09-04 | < | 0.3 | ug/l | [5 empty] | 64
12409 | Delta Diablo Sanitation District | E-001 D Eff Daily Maximum | B(K)Flranthn | 2002-10-02 | < | 0.3 | ug/l | [5 empty] | 64
12411 | Delta Diablo Sanitation District | E-001 D Eff Daily Maximum | B(K)Flranthn | 2002-11-06 | < | 0.3 | ug/l | [5 empty] | 64
12413 | Delta Diablo Sanitation District | E-001 D Eff Daily Maximum | B(K)Flranthn | 2002-12-04 | < | 0.4 | ug/l | [5 empty] | 64
12415 | Delta Diablo Sanitation District | E-001 D Eff Daily Maximum | B(K)Flranthn | 2003-01-02 | < | 0.3 | ug/l | [5 empty] | 64
12417 | Delta Diablo Sanitation District | E-001 D Eff Daily Maximum | B(K)Flranthn | 2003-02-06 | < | 0.3 | ug/l | [5 empty] | 64 |  |  | < | 0.3
12368 | Delta Diablo Sanitation District | E-001 D Eff Monthly Average | B(K)Flranthn | 2000-08-31 | < | 0.47 | ug/l | [5 empty] | 64
12370 | Delta Diablo Sanitation District | E-001 D Eff Monthly Average | B(K)Flranthn | 2000-09-30 | < | 0.3 | ug/l | [5 empty] | 64
12372 | Delta Diablo Sanitation District | E-001 D Eff Monthly Average | B(K)Flranthn | 2000-10-31 | < | 0.3 | ug/l | [5 empty] | 64
12374 | Delta Diablo Sanitation District | E-001 D Eff Monthly Average | B(K)Flranthn | 2000-11-30 | < | 0.3 | ug/l | [5 empty] | 64
12376 | Delta Diablo Sanitation District | E-001 D Eff Monthly Average | B(K)Flranthn | 2000-12-31 | < | 0.3 | ug/l | [5 empty] | 64
12378 | Delta Diablo Sanitation District | E-001 D Eff Monthly Average | B(K)Flranthn | 2001-01-31 | < | 0.3 | ug/l | [5 empty] | 64
12380 | Delta Diablo Sanitation District | E-001 D Eff Monthly Average | B(K)Flranthn | 2001-02-28 | < | 0.3 | ug/l | [5 empty] | 64
12382 | Delta Diablo Sanitation District | E-001 D Eff Monthly Average | B(K)Flranthn | 2001-03-31 | < | 0.3 | ug/l | [5 empty] | 64
12384 | Delta Diablo Sanitation District | E-001 D Eff Monthly Average | B(K)Flranthn | 2001-04-30 | < | 0.3 | ug/l | [5 empty] | 64
12386 | Delta Diablo Sanitation District | E-001 D Eff Monthly Average | B(K)Flranthn | 2001-05-31 | < | 0.3 | ug/l | [5 empty] | 64
12388 | Delta Diablo Sanitation District | E-001 D Eff Monthly Average | B(K)Flranthn | 2001-06-30 | < | 0.4 | ug/l | [5 empty] | 64
12390 | Delta Diablo Sanitation District | E-001 D Eff Monthly Average | B(K)Flranthn | 2001-07-31 | < | 0.4 | ug/l | [5 empty] | 64
12392 | Delta Diablo Sanitation District | E-001 D Eff Monthly Average | B(K)Flranthn | 2001-08-31 | < | 0.4 | ug/l | [5 empty] | 64
12394 | Delta Diablo Sanitation District | E-001 D Eff Monthly Average | B(K)Flranthn | 2001-09-30 | < | 0.3 | ug/l | [5 empty] | 64
12396 | Delta Diablo Sanitation District | E-001 D Eff Monthly Average | B(K)Flranthn | 2001-10-31 | < | 0.3 | ug/l | [5 empty] | 64
12398 | Delta Diablo Sanitation District | E-001 D Eff Monthly Average | B(K)Flranthn | 2002-01-31 | < | 0.3 | ug/l | [5 empty] | 64
12400 | Delta Diablo Sanitation District | E-001 D Eff Monthly Average | B(K)Flranthn | 2002-02-28 | < | 0.3 | ug/l | [5 empty] | 64
12402 | Delta Diablo Sanitation District | E-001 D Eff Monthly Average | B(K)Flranthn | 2002-04-30 | < | 0.3 | ug/l | [5 empty] | 64
12404 | Delta Diablo Sanitation District | E-001 D Eff Monthly Average | B(K)Flranthn | 2002-07-31 | < | 0.3 | ug/l | [5 empty] | 64
12406 | Delta Diablo Sanitation District | E-001 D Eff Monthly Average | B(K)Flranthn | 2002-08-31 | < | 0.3 | ug/l | [5 empty] | 64
12408 | Delta Diablo Sanitation District | E-001 D Eff Monthly Average | B(K)Flranthn | 2002-09-30 | < | 0.3 | ug/l | [5 empty] | 64
12410 | Delta Diablo Sanitation District | E-001 D Eff Monthly Average | B(K)Flranthn | 2002-10-31 | < | 0.3 | ug/l | [5 empty] | 64
12412 | Delta Diablo Sanitation District | E-001 D Eff Monthly Average | B(K)Flranthn | 2002-11-30 | < | 0.3 | ug/l | [5 empty] | 64
12414 | Delta Diablo Sanitation District | E-001 D Eff Monthly Average | B(K)Flranthn | 2002-12-31 | < | 0.4 | ug/l | [5 empty] | 64
12416 | Delta Diablo Sanitation District | E-001 D Eff Monthly Average | B(K)Flranthn | 2003-01-31 | < | 0.3 | ug/l | [5 empty] | 64
12418 | Delta Diablo Sanitation District | E-001 D Eff Monthly Average | B(K)Flranthn | 2003-02-28 | < | 0.3 | ug/l | [5 empty] | 64
12419 | Delta Diablo Sanitation District | E-001 D Eff Daily Maximum | CHRYSENE | 2000-08-01 | < | 0.47 | ug/l | [5 empty] | 73
12421 | Delta Diablo Sanitation District | E-001 D Eff Daily Maximum | CHRYSENE | 2000-09-13 | < | 0.3 | ug/l | [5 empty] | 73
12423 | Delta Diablo Sanitation District | E-001 D Eff Daily Maximum | CHRYSENE | 2000-10-04 | < | 0.3 | ug/l | [5 empty] | 73
12425 | Delta Diablo Sanitation District | E-001 D Eff Daily Maximum | CHRYSENE | 2000-11-01 | < | 0.3 | ug/l | [5 empty] | 73
12427 | Delta Diablo Sanitation District | E-001 D Eff Daily Maximum | CHRYSENE | 2000-12-05 | < | 0.3 | ug/l | [5 empty] | 73
12429 | Delta Diablo Sanitation District | E-001 D Eff Daily Maximum | CHRYSENE | 2001-01-03 | < | 0.3 | ug/l | [5 empty] | 73
12431 | Delta Diablo Sanitation District | E-001 D Eff Daily Maximum | CHRYSENE | 2001-02-05 | < | 0.3 | ug/l | [5 empty] | 73
12433 | Delta Diablo Sanitation District | E-001 D Eff Daily Maximum | CHRYSENE | 2001-03-08 | < | 0.3 | ug/l | [5 empty] | 73
12435 | Delta Diablo Sanitation District | E-001 D Eff Daily Maximum | CHRYSENE | 2001-04-03 | < | 0.3 | ug/l | [5 empty] | 73
12437 | Delta Diablo Sanitation District | E-001 D Eff Daily Maximum | CHRYSENE | 2001-05-01 | < | 0.3 | ug/l | [5 empty] | 73
12439 | Delta Diablo Sanitation District | E-001 D Eff Daily Maximum | CHRYSENE | 2001-06-05 | < | 0.4 | ug/l | [5 empty] | 73
12441 | Delta Diablo Sanitation District | E-001 D Eff Daily Maximum | CHRYSENE | 2001-07-02 | < | 0.4 | ug/l | [5 empty] | 73
12443 | Delta Diablo Sanitation District | E-001 D Eff Daily Maximum | CHRYSENE | 2001-08-01 | < | 0.4 | ug/l | [5 empty] | 73
12445 | Delta Diablo Sanitation District | E-001 D Eff Daily Maximum | CHRYSENE | 2001-09-04 | < | 0.3 | ug/l | [5 empty] | 73
12447 | Delta Diablo Sanitation District | E-001 D Eff Daily Maximum | CHRYSENE | 2001-10-02 | < | 0.3 | ug/l | [5 empty] | 73
12449 | Delta Diablo Sanitation District | E-001 D Eff Daily Maximum | CHRYSENE | 2002-01-03 | < | 0.3 | ug/l | [5 empty] | 73
12451 | Delta Diablo Sanitation District | E-001 D Eff Daily Maximum | CHRYSENE | 2002-02-05 | < | 0.3 | ug/l | [5 empty] | 73
12453 | Delta Diablo Sanitation District | E-001 D Eff Daily Maximum | CHRYSENE | 2002-04-02 | < | 0.3 | ug/l | [5 empty] | 73
12455 | Delta Diablo Sanitation District | E-001 D Eff Daily Maximum | CHRYSENE | 2002-07-02 | < | 0.3 | ug/l | [5 empty] | 73
12457 | Delta Diablo Sanitation District | E-001 D Eff Daily Maximum | CHRYSENE | 2002-08-07 | < | 0.3 | ug/l | [5 empty] | 73
12459 | Delta Diablo Sanitation District | E-001 D Eff Daily Maximum | CHRYSENE | 2002-09-04 | < | 0.3 | ug/l | [5 empty] | 73
12461 | Delta Diablo Sanitation District | E-001 D Eff Daily Maximum | CHRYSENE | 2002-10-02 | < | 0.3 | ug/l | [5 empty] | 73
12463 | Delta Diablo Sanitation District | E-001 D Eff Daily Maximum | CHRYSENE | 2002-11-06 | < | 0.3 | ug/l | [5 empty] | 73
12465 | Delta Diablo Sanitation District | E-001 D Eff Daily Maximum | CHRYSENE | 2002-12-04 | < | 0.4 | ug/l | [5 empty] | 73
12467 | Delta Diablo Sanitation District | E-001 D Eff Daily Maximum | CHRYSENE | 2003-01-02 | < | 0.3 | ug/l | [5 empty] | 73
12469 | Delta Diablo Sanitation District | E-001 D Eff Daily Maximum | CHRYSENE | 2003-02-06 | < | 0.3 | ug/l | [5 empty] | 73 |  |  | < | 0.3
12420 | Delta Diablo Sanitation District | E-001 D Eff Monthly Average | CHRYSENE | 2000-08-31 | < | 0.47 | ug/l | [5 empty] | 73
12422 | Delta Diablo Sanitation District | E-001 D Eff Monthly Average | CHRYSENE | 2000-09-30 | < | 0.3 | ug/l | [5 empty] | 73
12424 | Delta Diablo Sanitation District | E-001 D Eff Monthly Average | CHRYSENE | 2000-10-31 | < | 0.3 | ug/l | [5 empty] | 73
12426 | Delta Diablo Sanitation District | E-001 D Eff Monthly Average | CHRYSENE | 2000-11-30 | < | 0.3 | ug/l | [5 empty] | 73
12428 | Delta Diablo Sanitation District | E-001 D Eff Monthly Average | CHRYSENE | 2000-12-31 | < | 0.3 | ug/l | [5 empty] | 73
12430 | Delta Diablo Sanitation District | E-001 D Eff Monthly Average | CHRYSENE | 2001-01-31 | < | 0.3 | ug/l | [5 empty] | 73
12432 | Delta Diablo Sanitation District | E-001 D Eff Monthly Average | CHRYSENE | 2001-02-28 | < | 0.3 | ug/l | [5 empty] | 73
12434 | Delta Diablo Sanitation District | E-001 D Eff Monthly Average | CHRYSENE | 2001-03-31 | < | 0.3 | ug/l | [5 empty] | 73
12436 | Delta Diablo Sanitation District | E-001 D Eff Monthly Average | CHRYSENE | 2001-04-30 | < | 0.3 | ug/l | [5 empty] | 73
12438 | Delta Diablo Sanitation District | E-001 D Eff Monthly Average | CHRYSENE | 2001-05-31 | < | 0.3 | ug/l | [5 empty] | 73
12440 | Delta Diablo Sanitation District | E-001 D Eff Monthly Average | CHRYSENE | 2001-06-30 | < | 0.4 | ug/l | [5 empty] | 73
12442 | Delta Diablo Sanitation District | E-001 D Eff Monthly Average | CHRYSENE | 2001-07-31 | < | 0.4 | ug/l | [5 empty] | 73
12444 | Delta Diablo Sanitation District | E-001 D Eff Monthly Average | CHRYSENE | 2001-08-31 | < | 0.4 | ug/l | [5 empty] | 73
12446 | Delta Diablo Sanitation District | E-001 D Eff Monthly Average | CHRYSENE | 2001-09-30 | < | 0.3 | ug/l | [5 empty] | 73
12448 | Delta Diablo Sanitation District | E-001 D Eff Monthly Average | CHRYSENE | 2001-10-31 | < | 0.3 | ug/l | [5 empty] | 73
12450 | Delta Diablo Sanitation District | E-001 D Eff Monthly Average | CHRYSENE | 2002-01-31 | < | 0.3 | ug/l | [5 empty] | 73
12452 | Delta Diablo Sanitation District | E-001 D Eff Monthly Average | CHRYSENE | 2002-02-28 | < | 0.3 | ug/l | [5 empty] | 73
12454 | Delta Diablo Sanitation District | E-001 D Eff Monthly Average | CHRYSENE | 2002-04-30 | < | 0.3 | ug/l | [5 empty] | 73
12456 | Delta Diablo Sanitation District | E-001 D Eff Monthly Average | CHRYSENE | 2002-07-31 | < | 0.3 | ug/l | [5 empty] | 73
12458 | Delta Diablo Sanitation District | E-001 D Eff Monthly Average | CHRYSENE | 2002-08-31 | < | 0.3 | ug/l | [5 empty] | 73
12460 | Delta Diablo Sanitation District | E-001 D Eff Monthly Average | CHRYSENE | 2002-09-30 | < | 0.3 | ug/l | [5 empty] | 73
12462 | Delta Diablo Sanitation District | E-001 D Eff Monthly Average | CHRYSENE | 2002-10-31 | < | 0.3 | ug/l | [5 empty] | 73
12464 | Delta Diablo Sanitation District | E-001 D Eff Monthly Average | CHRYSENE | 2002-11-30 | < | 0.3 | ug/l | [5 empty] | 73
12466 | Delta Diablo Sanitation District | E-001 D Eff Monthly Average | CHRYSENE | 2002-12-31 | < | 0.4 | ug/l | [5 empty] | 73
12468 | Delta Diablo Sanitation District | E-001 D Eff Monthly Average | CHRYSENE | 2003-01-31 | < | 0.3 | ug/l | [5 empty] | 73
12470 | Delta Diablo Sanitation District | E-001 D Eff Monthly Average | CHRYSENE | 2003-02-28 | < | 0.3 | ug/l | [5 empty] | 73
12471 | Delta Diablo Sanitation District | E-001 D Eff Daily Maximum | DBZ(AH)ANTHR | 2000-08-01 | < | 0.47 | ug/l | [5 empty] | 74
12473 | Delta Diablo Sanitation District | E-001 D Eff Daily Maximum | DBZ(AH)ANTHR | 2000-09-13 | < | 0.3 | ug/l | [5 empty] | 74
12475 | Delta Diablo Sanitation District | E-001 D Eff Daily Maximum | DBZ(AH)ANTHR | 2000-10-04 | < | 0.3 | ug/l | [5 empty] | 74
12477 | Delta Diablo Sanitation District | E-001 D Eff Daily Maximum | DBZ(AH)ANTHR | 2000-11-01 | < | 0.3 | ug/l | [5 empty] | 74
12479 | Delta Diablo Sanitation District | E-001 D Eff Daily Maximum | DBZ(AH)ANTHR | 2000-12-05 | < | 0.3 | ug/l | [5 empty] | 74
12481 | Delta Diablo Sanitation District | E-001 D Eff Daily Maximum | DBZ(AH)ANTHR | 2001-01-03 | < | 0.3 | ug/l | [5 empty] | 74
12483 | Delta Diablo Sanitation District | E-001 D Eff Daily Maximum | DBZ(AH)ANTHR | 2001-02-05 | < | 0.3 | ug/l | [5 empty] | 74
12485 | Delta Diablo Sanitation District | E-001 D Eff Daily Maximum | DBZ(AH)ANTHR | 2001-03-08 | < | 0.3 | ug/l | [5 empty] | 74
12487 | Delta Diablo Sanitation District | E-001 D Eff Daily Maximum | DBZ(AH)ANTHR | 2001-04-03 | < | 0.3 | ug/l | [5 empty] | 74
12489 | Delta Diablo Sanitation District | E-001 D Eff Daily Maximum | DBZ(AH)ANTHR | 2001-05-01 | < | 0.3 | ug/l | [5 empty] | 74
12491 | Delta Diablo Sanitation District | E-001 D Eff Daily Maximum | DBZ(AH)ANTHR | 2001-06-05 | < | 0.4 | ug/l | [5 empty] | 74
12493 | Delta Diablo Sanitation District | E-001 D Eff Daily Maximum | DBZ(AH)ANTHR | 2001-07-02 | < | 0.4 | ug/l | [5 empty] | 74
12495 | Delta Diablo Sanitation District | E-001 D Eff Daily Maximum | DBZ(AH)ANTHR | 2001-08-01 | < | 0.2 | ug/l | [5 empty] | 74
12497 | Delta Diablo Sanitation District | E-001 D Eff Daily Maximum | DBZ(AH)ANTHR | 2001-09-04 | < | 0.3 | ug/l | [5 empty] | 74
12499 | Delta Diablo Sanitation District | E-001 D Eff Daily Maximum | DBZ(AH)ANTHR | 2001-10-02 | < | 0.1 | ug/l | [5 empty] | 74
12501 | Delta Diablo Sanitation District | E-001 D Eff Daily Maximum | DBZ(AH)ANTHR | 2002-01-03 | < | 0.3 | ug/l | [5 empty] | 74
12503 | Delta Diablo Sanitation District | E-001 D Eff Daily Maximum | DBZ(AH)ANTHR | 2002-02-05 | < | 0.3 | ug/l | [5 empty] | 74
12505 | Delta Diablo Sanitation District | E-001 D Eff Daily Maximum | DBZ(AH)ANTHR | 2002-04-02 | < | 0.3 | ug/l | [5 empty] | 74
12507 | Delta Diablo Sanitation District | E-001 D Eff Daily Maximum | DBZ(AH)ANTHR | 2002-07-02 | < | 0.3 | ug/l | [5 empty] | 74
12509 | Delta Diablo Sanitation District | E-001 D Eff Daily Maximum | DBZ(AH)ANTHR | 2002-08-07 | < | 0.1 | ug/l | [5 empty] | 74
12511 | Delta Diablo Sanitation District | E-001 D Eff Daily Maximum | DBZ(AH)ANTHR | 2002-09-04 | < | 0.1 | ug/l | [5 empty] | 74
12513 | Delta Diablo Sanitation District | E-001 D Eff Daily Maximum | DBZ(AH)ANTHR | 2002-10-02 | < | 0.1 | ug/l | [5 empty] | 74
12515 | Delta Diablo Sanitation District | E-001 D Eff Daily Maximum | DBZ(AH)ANTHR | 2002-11-06 | < | 0.1 | ug/l | [5 empty] | 74
12517 | Delta Diablo Sanitation District | E-001 D Eff Daily Maximum | DBZ(AH)ANTHR | 2002-12-04 | < | 0.2 | ug/l | [5 empty] | 74
12519 | Delta Diablo Sanitation District | E-001 D Eff Daily Maximum | DBZ(AH)ANTHR | 2003-01-02 | < | 0.1 | ug/l | [5 empty] | 74
12521 | Delta Diablo Sanitation District | E-001 D Eff Daily Maximum | DBZ(AH)ANTHR | 2003-02-06 | < | 0.1 | ug/l | [5 empty] | 74 |  |  | < | 0.3
12472 | Delta Diablo Sanitation District | E-001 D Eff Monthly Average | DBZ(AH)ANTHR | 2000-08-31 | < | 0.47 | ug/l | [5 empty] | 74
12474 | Delta Diablo Sanitation District | E-001 D Eff Monthly Average | DBZ(AH)ANTHR | 2000-09-30 | < | 0.3 | ug/l | [5 empty] | 74
12476 | Delta Diablo Sanitation District | E-001 D Eff Monthly Average | DBZ(AH)ANTHR | 2000-10-31 | < | 0.3 | ug/l | [5 empty] | 74
12478 | Delta Diablo Sanitation District | E-001 D Eff Monthly Average | DBZ(AH)ANTHR | 2000-11-30 | < | 0.3 | ug/l | [5 empty] | 74
12480 | Delta Diablo Sanitation District | E-001 D Eff Monthly Average | DBZ(AH)ANTHR | 2000-12-31 | < | 0.3 | ug/l | [5 empty] | 74
12482 | Delta Diablo Sanitation District | E-001 D Eff Monthly Average | DBZ(AH)ANTHR | 2001-01-31 | < | 0.3 | ug/l | [5 empty] | 74
12484 | Delta Diablo Sanitation District | E-001 D Eff Monthly Average | DBZ(AH)ANTHR | 2001-02-28 | < | 0.3 | ug/l | [5 empty] | 74
12486 | Delta Diablo Sanitation District | E-001 D Eff Monthly Average | DBZ(AH)ANTHR | 2001-03-31 | < | 0.3 | ug/l | [5 empty] | 74
12488 | Delta Diablo Sanitation District | E-001 D Eff Monthly Average | DBZ(AH)ANTHR | 2001-04-30 | < | 0.3 | ug/l | [5 empty] | 74
12490 | Delta Diablo Sanitation District | E-001 D Eff Monthly Average | DBZ(AH)ANTHR | 2001-05-31 | < | 0.3 | ug/l | [5 empty] | 74
12492 | Delta Diablo Sanitation District | E-001 D Eff Monthly Average | DBZ(AH)ANTHR | 2001-06-30 | < | 0.4 | ug/l | [5 empty] | 74
12494 | Delta Diablo Sanitation District | E-001 D Eff Monthly Average | DBZ(AH)ANTHR | 2001-07-31 | < | 0.4 | ug/l | [5 empty] | 74
12496 | Delta Diablo Sanitation District | E-001 D Eff Monthly Average | DBZ(AH)ANTHR | 2001-08-31 | < | 0.2 | ug/l | [5 empty] | 74
12498 | Delta Diablo Sanitation District | E-001 D Eff Monthly Average | DBZ(AH)ANTHR | 2001-09-30 | < | 0.3 | ug/l | [5 empty] | 74
12500 | Delta Diablo Sanitation District | E-001 D Eff Monthly Average | DBZ(AH)ANTHR | 2001-10-31 | < | 0.1 | ug/l | [5 empty] | 74
12502 | Delta Diablo Sanitation District | E-001 D Eff Monthly Average | DBZ(AH)ANTHR | 2002-01-31 | < | 0.3 | ug/l | [5 empty] | 74
12504 | Delta Diablo Sanitation District | E-001 D Eff Monthly Average | DBZ(AH)ANTHR | 2002-02-28 | < | 0.3 | ug/l | [5 empty] | 74
12506 | Delta Diablo Sanitation District | E-001 D Eff Monthly Average | DBZ(AH)ANTHR | 2002-04-30 | < | 0.3 | ug/l | [5 empty] | 74
12508 | Delta Diablo Sanitation District | E-001 D Eff Monthly Average | DBZ(AH)ANTHR | 2002-07-31 | < | 0.3 | ug/l | [5 empty] | 74
12510 | Delta Diablo Sanitation District | E-001 D Eff Monthly Average | DBZ(AH)ANTHR | 2002-08-31 | < | 0.1 | ug/l | [5 empty] | 74
12512 | Delta Diablo Sanitation District | E-001 D Eff Monthly Average | DBZ(AH)ANTHR | 2002-09-30 | < | 0.1 | ug/l | [5 empty] | 74
12514 | Delta Diablo Sanitation District | E-001 D Eff Monthly Average | DBZ(AH)ANTHR | 2002-10-31 | < | 0.1 | ug/l | [5 empty] | 74
12516 | Delta Diablo Sanitation District | E-001 D Eff Monthly Average | DBZ(AH)ANTHR | 2002-11-30 | < | 0.1 | ug/l | [5 empty] | 74
12518 | Delta Diablo Sanitation District | E-001 D Eff Monthly Average | DBZ(AH)ANTHR | 2002-12-31 | < | 0.2 | ug/l | [5 empty] | 74
12520 | Delta Diablo Sanitation District | E-001 D Eff Monthly Average | DBZ(AH)ANTHR | 2003-01-31 | < | 0.1 | ug/l | [5 empty] | 74
12522 | Delta Diablo Sanitation District | E-001 D Eff Monthly Average | DBZ(AH)ANTHR | 2003-02-28 | < | 0.1 | ug/l | [5 empty] | 74
12996 | Delta Diablo Sanitation District | E-001-D PAHs, PCBs, & TCDDs Eff Daily Maximum | 1,2 Dichl-B | 2000-09-13 | < | 0.5 | ug/l | [5 empty] | 75
12998 | Delta Diablo Sanitation District | E-001-D PAHs, PCBs, & TCDDs Eff Daily Maximum | 1,2 Dichl-B | 2001-03-08 | < | 15 | ug/l | [5 empty] | 75
12997 | Delta Diablo Sanitation District | E-001-D PAHs, PCBs, & TCDDs Eff Monthly Average | 1,2 Dichl-B | 2000-09-30 | < | 0.5 | ug/l | [5 empty] | 75
12999 | Delta Diablo Sanitation District | E-001-D PAHs, PCBs, & TCDDs Eff Monthly Average | 1,2 Dichl-B | 2001-03-31 | < | 15 | ug/l | [5 empty] | 75 |  |  | < | 0.5
13000 | Delta Diablo Sanitation District | E-001-D PAHs, PCBs, & TCDDs Eff Daily Maximum | 1,3 Dichl-B | 2000-09-13 | < | 0.5 | ug/l | [5 empty] | 76
13002 | Delta Diablo Sanitation District | E-001-D PAHs, PCBs, & TCDDs Eff Daily Maximum | 1,3 Dichl-B | 2001-03-08 | < | 15 | ug/l | [5 empty] | 76
13001 | Delta Diablo Sanitation District | E-001-D PAHs, PCBs, & TCDDs Eff Monthly Average | 1,3 Dichl-B | 2000-09-30 | < | 0.5 | ug/l | [5 empty] | 76
13003 | Delta Diablo Sanitation District | E-001-D PAHs, PCBs, & TCDDs Eff Monthly Average | 1,3 Dichl-B | 2001-03-31 | < | 15 | ug/l | [5 empty] | 76 |  |  | < | 0.5
13004 | Delta Diablo Sanitation District | E-001-D PAHs, PCBs, & TCDDs Eff Daily Maximum | 1,4-Dichlo | 2000-09-13 | < | 0.5 | ug/l | [5 empty] | 77
13006 | Delta Diablo Sanitation District | E-001-D PAHs, PCBs, & TCDDs Eff Daily Maximum | 1,4-Dichlo | 2001-03-08 | < | 10 | ug/l | [5 empty] | 77
13005 | Delta Diablo Sanitation District | E-001-D PAHs, PCBs, & TCDDs Eff Monthly Average | 1,4-Dichlo | 2000-09-30 | < | 0.5 | ug/l | [5 empty] | 77
13007 | Delta Diablo Sanitation District | E-001-D PAHs, PCBs, & TCDDs Eff Monthly Average | 1,4-Dichlo | 2001-03-31 | < | 10 | ug/l | [5 empty] | 77 |  |  | < | 0.5
12924 | Delta Diablo Sanitation District | E-001-D PAHs, PCBs, & TCDDs Eff Daily Maximum | Fluoranthe | 2000-09-13 | < | 6 | ug/l | [5 empty] | 86
12926 | Delta Diablo Sanitation District | E-001-D PAHs, PCBs, & TCDDs Eff Daily Maximum | Fluoranthe | 2001-03-08 | < | 15 | ug/l | [5 empty] | 86
12925 | Delta Diablo Sanitation District | E-001-D PAHs, PCBs, & TCDDs Eff Monthly Average | Fluoranthe | 2000-09-30 | < | 6 | ug/l | [5 empty] | 86
12927 | Delta Diablo Sanitation District | E-001-D PAHs, PCBs, & TCDDs Eff Monthly Average | Fluoranthe | 2001-03-31 | < | 15 | ug/l | [5 empty] | 86 |  |  | < | 6
12523 | Delta Diablo Sanitation District | E-001 D Eff Daily Maximum | FLUORENE | 2000-08-01 | < | 0.47 | ug/l | [5 empty] | 87
12525 | Delta Diablo Sanitation District | E-001 D Eff Daily Maximum | FLUORENE | 2000-09-13 | < | 0.3 | ug/l | [5 empty] | 87
12527 | Delta Diablo Sanitation District | E-001 D Eff Daily Maximum | FLUORENE | 2000-10-04 | < | 0.3 | ug/l | [5 empty] | 87
12529 | Delta Diablo Sanitation District | E-001 D Eff Daily Maximum | FLUORENE | 2000-11-01 | < | 0.3 | ug/l | [5 empty] | 87
12531 | Delta Diablo Sanitation District | E-001 D Eff Daily Maximum | FLUORENE | 2000-12-05 | < | 0.3 | ug/l | [5 empty] | 87
12533 | Delta Diablo Sanitation District | E-001 D Eff Daily Maximum | FLUORENE | 2001-01-03 | < | 0.3 | ug/l | [5 empty] | 87
12535 | Delta Diablo Sanitation District | E-001 D Eff Daily Maximum | FLUORENE | 2001-02-05 | < | 0.3 | ug/l | [5 empty] | 87
12537 | Delta Diablo Sanitation District | E-001 D Eff Daily Maximum | FLUORENE | 2001-03-08 | < | 0.3 | ug/l | [5 empty] | 87
12539 | Delta Diablo Sanitation District | E-001 D Eff Daily Maximum | FLUORENE | 2001-04-03 | < | 0.3 | ug/l | [5 empty] | 87
12541 | Delta Diablo Sanitation District | E-001 D Eff Daily Maximum | FLUORENE | 2001-05-01 | < | 0.3 | ug/l | [5 empty] | 87
12543 | Delta Diablo Sanitation District | E-001 D Eff Daily Maximum | FLUORENE | 2001-06-05 | < | 0.4 | ug/l | [5 empty] | 87
12545 | Delta Diablo Sanitation District | E-001 D Eff Daily Maximum | FLUORENE | 2001-07-02 | < | 0.4 | ug/l | [5 empty] | 87
12547 | Delta Diablo Sanitation District | E-001 D Eff Daily Maximum | FLUORENE | 2001-08-01 | < | 0.2 | ug/l | [5 empty] | 87
12549 | Delta Diablo Sanitation District | E-001 D Eff Daily Maximum | FLUORENE | 2001-09-04 | < | 0.3 | ug/l | [5 empty] | 87
12551 | Delta Diablo Sanitation District | E-001 D Eff Daily Maximum | FLUORENE | 2001-10-02 | < | 0.05 | ug/l | [5 empty] | 87
12553 | Delta Diablo Sanitation District | E-001 D Eff Daily Maximum | FLUORENE | 2002-01-03 | < | 0.3 | ug/l | [5 empty] | 87
12555 | Delta Diablo Sanitation District | E-001 D Eff Daily Maximum | FLUORENE | 2002-02-05 | < | 0.3 | ug/l | [5 empty] | 87
12557 | Delta Diablo Sanitation District | E-001 D Eff Daily Maximum | FLUORENE | 2002-04-02 | < | 0.3 | ug/l | [5 empty] | 87
12559 | Delta Diablo Sanitation District | E-001 D Eff Daily Maximum | FLUORENE | 2002-07-02 | < | 0.3 | ug/l | [5 empty] | 87
12561 | Delta Diablo Sanitation District | E-001 D Eff Daily Maximum | FLUORENE | 2002-08-07 | < | 0.1 | ug/l | [5 empty] | 87
12563 | Delta Diablo Sanitation District | E-001 D Eff Daily Maximum | FLUORENE | 2002-09-04 | < | 0.1 | ug/l | [5 empty] | 87
12565 | Delta Diablo Sanitation District | E-001 D Eff Daily Maximum | FLUORENE | 2002-10-02 | < | 0.1 | ug/l | [5 empty] | 87
12567 | Delta Diablo Sanitation District | E-001 D Eff Daily Maximum | FLUORENE | 2002-11-06 | < | 0.1 | ug/l | [5 empty] | 87
12569 | Delta Diablo Sanitation District | E-001 D Eff Daily Maximum | FLUORENE | 2002-12-04 | < | 0.2 | ug/l | [5 empty] | 87
12571 | Delta Diablo Sanitation District | E-001 D Eff Daily Maximum | FLUORENE | 2003-01-02 | < | 0.1 | ug/l | [5 empty] | 87
12573 | Delta Diablo Sanitation District | E-001 D Eff Daily Maximum | FLUORENE | 2003-02-06 | < | 0.1 | ug/l | [5 empty] | 87 |  |  | < | 0.05
12524 | Delta Diablo Sanitation District | E-001 D Eff Monthly Average | FLUORENE | 2000-08-31 | < | 0.47 | ug/l | [5 empty] | 87
12526 | Delta Diablo Sanitation District | E-001 D Eff Monthly Average | FLUORENE | 2000-09-30 | < | 0.3 | ug/l | [5 empty] | 87
12528 | Delta Diablo Sanitation District | E-001 D Eff Monthly Average | FLUORENE | 2000-10-31 | < | 0.3 | ug/l | [5 empty] | 87
12530 | Delta Diablo Sanitation District | E-001 D Eff Monthly Average | FLUORENE | 2000-11-30 | < | 0.3 | ug/l | [5 empty] | 87
12532 | Delta Diablo Sanitation District | E-001 D Eff Monthly Average | FLUORENE | 2000-12-31 | < | 0.3 | ug/l | [5 empty] | 87
12534 | Delta Diablo Sanitation District | E-001 D Eff Monthly Average | FLUORENE | 2001-01-31 | < | 0.3 | ug/l | [5 empty] | 87
12536 | Delta Diablo Sanitation District | E-001 D Eff Monthly Average | FLUORENE | 2001-02-28 | < | 0.3 | ug/l | [5 empty] | 87
12538 | Delta Diablo Sanitation District | E-001 D Eff Monthly Average | FLUORENE | 2001-03-31 | < | 0.3 | ug/l | [5 empty] | 87
12540 | Delta Diablo Sanitation District | E-001 D Eff Monthly Average | FLUORENE | 2001-04-30 | < | 0.3 | ug/l | [5 empty] | 87
12542 | Delta Diablo Sanitation District | E-001 D Eff Monthly Average | FLUORENE | 2001-05-31 | < | 0.3 | ug/l | [5 empty] | 87
12544 | Delta Diablo Sanitation District | E-001 D Eff Monthly Average | FLUORENE | 2001-06-30 | < | 0.4 | ug/l | [5 empty] | 87
12546 | Delta Diablo Sanitation District | E-001 D Eff Monthly Average | FLUORENE | 2001-07-31 | < | 0.4 | ug/l | [5 empty] | 87
12548 | Delta Diablo Sanitation District | E-001 D Eff Monthly Average | FLUORENE | 2001-08-31 | < | 0.2 | ug/l | [5 empty] | 87
12550 | Delta Diablo Sanitation District | E-001 D Eff Monthly Average | FLUORENE | 2001-09-30 | < | 0.3 | ug/l | [5 empty] | 87
12552 | Delta Diablo Sanitation District | E-001 D Eff Monthly Average | FLUORENE | 2001-10-31 | < | 0.05 | ug/l | [5 empty] | 87
12554 | Delta Diablo Sanitation District | E-001 D Eff Monthly Average | FLUORENE | 2002-01-31 | < | 0.3 | ug/l | [5 empty] | 87
12556 | Delta Diablo Sanitation District | E-001 D Eff Monthly Average | FLUORENE | 2002-02-28 | < | 0.3 | ug/l | [5 empty] | 87
12558 | Delta Diablo Sanitation District | E-001 D Eff Monthly Average | FLUORENE | 2002-04-30 | < | 0.3 | ug/l | [5 empty] | 87
12560 | Delta Diablo Sanitation District | E-001 D Eff Monthly Average | FLUORENE | 2002-07-31 | < | 0.3 | ug/l | [5 empty] | 87
12562 | Delta Diablo Sanitation District | E-001 D Eff Monthly Average | FLUORENE | 2002-08-31 | < | 0.1 | ug/l | [5 empty] | 87
12564 | Delta Diablo Sanitation District | E-001 D Eff Monthly Average | FLUORENE | 2002-09-30 | < | 0.1 | ug/l | [5 empty] | 87
12566 | Delta Diablo Sanitation District | E-001 D Eff Monthly Average | FLUORENE | 2002-10-31 | < | 0.1 | ug/l | [5 empty] | 87
12568 | Delta Diablo Sanitation District | E-001 D Eff Monthly Average | FLUORENE | 2002-11-30 | < | 0.1 | ug/l | [5 empty] | 87
12570 | Delta Diablo Sanitation District | E-001 D Eff Monthly Average | FLUORENE | 2002-12-31 | < | 0.2 | ug/l | [5 empty] | 87
12572 | Delta Diablo Sanitation District | E-001 D Eff Monthly Average | FLUORENE | 2003-01-31 | < | 0.1 | ug/l | [5 empty] | 87
12574 | Delta Diablo Sanitation District | E-001 D Eff Monthly Average | FLUORENE | 2003-02-28 | < | 0.1 | ug/l | [5 empty] | 87
12928 | Delta Diablo Sanitation District | E-001-D PAHs, PCBs, & TCDDs Eff Daily Maximum | HCB | 2000-09-13 | < | 6 | ug/l | [5 empty] | 88
12930 | Delta Diablo Sanitation District | E-001-D PAHs, PCBs, & TCDDs Eff Daily Maximum | HCB | 2001-03-08 | < | 15 | ug/l | [5 empty] | 88
12929 | Delta Diablo Sanitation District | E-001-D PAHs, PCBs, & TCDDs Eff Monthly Average | HCB | 2000-09-30 | < | 6 | ug/l | [5 empty] | 88
12931 | Delta Diablo Sanitation District | E-001-D PAHs, PCBs, & TCDDs Eff Monthly Average | HCB | 2001-03-31 | < | 15 | ug/l | [5 empty] | 88 |  |  | < | 6
12575 | Delta Diablo Sanitation District | E-001 D Eff Daily Maximum | INDENO PYREN | 2000-08-01 | < | 0.47 | ug/l | [5 empty] | 92
12577 | Delta Diablo Sanitation District | E-001 D Eff Daily Maximum | INDENO PYREN | 2000-09-13 | < | 0.3 | ug/l | [5 empty] | 92
12579 | Delta Diablo Sanitation District | E-001 D Eff Daily Maximum | INDENO PYREN | 2000-10-04 | < | 0.3 | ug/l | [5 empty] | 92
12581 | Delta Diablo Sanitation District | E-001 D Eff Daily Maximum | INDENO PYREN | 2000-11-01 | < | 0.3 | ug/l | [5 empty] | 92
12583 | Delta Diablo Sanitation District | E-001 D Eff Daily Maximum | INDENO PYREN | 2000-12-05 | < | 0.3 | ug/l | [5 empty] | 92
12585 | Delta Diablo Sanitation District | E-001 D Eff Daily Maximum | INDENO PYREN | 2001-01-03 | < | 0.3 | ug/l | [5 empty] | 92
12587 | Delta Diablo Sanitation District | E-001 D Eff Daily Maximum | INDENO PYREN | 2001-02-05 | < | 0.3 | ug/l | [5 empty] | 92
12589 | Delta Diablo Sanitation District | E-001 D Eff Daily Maximum | INDENO PYREN | 2001-03-08 | < | 0.3 | ug/l | [5 empty] | 92
12591 | Delta Diablo Sanitation District | E-001 D Eff Daily Maximum | INDENO PYREN | 2001-04-03 | < | 0.3 | ug/l | [5 empty] | 92
12593 | Delta Diablo Sanitation District | E-001 D Eff Daily Maximum | INDENO PYREN | 2001-05-01 | < | 0.3 | ug/l | [5 empty] | 92
12595 | Delta Diablo Sanitation District | E-001 D Eff Daily Maximum | INDENO PYREN | 2001-06-05 | < | 0.4 | ug/l | [5 empty] | 92
12597 | Delta Diablo Sanitation District | E-001 D Eff Daily Maximum | INDENO PYREN | 2001-07-02 | < | 0.4 | ug/l | [5 empty] | 92
12599 | Delta Diablo Sanitation District | E-001 D Eff Daily Maximum | INDENO PYREN | 2001-08-01 | < | 0.06 | ug/l | [5 empty] | 92
12601 | Delta Diablo Sanitation District | E-001 D Eff Daily Maximum | INDENO PYREN | 2001-09-04 | < | 0.3 | ug/l | [5 empty] | 92
12603 | Delta Diablo Sanitation District | E-001 D Eff Daily Maximum | INDENO PYREN | 2001-10-02 | < | 0.05 | ug/l | [5 empty] | 92
12605 | Delta Diablo Sanitation District | E-001 D Eff Daily Maximum | INDENO PYREN | 2002-01-03 | < | 0.3 | ug/l | [5 empty] | 92
12607 | Delta Diablo Sanitation District | E-001 D Eff Daily Maximum | INDENO PYREN | 2002-02-05 | < | 0.3 | ug/l | [5 empty] | 92
12609 | Delta Diablo Sanitation District | E-001 D Eff Daily Maximum | INDENO PYREN | 2002-04-02 | < | 0.3 | ug/l | [5 empty] | 92
12611 | Delta Diablo Sanitation District | E-001 D Eff Daily Maximum | INDENO PYREN | 2002-07-02 | < | 0.3 | ug/l | [5 empty] | 92
12613 | Delta Diablo Sanitation District | E-001 D Eff Daily Maximum | INDENO PYREN | 2002-08-07 | < | 0.05 | ug/l | [5 empty] | 92
12615 | Delta Diablo Sanitation District | E-001 D Eff Daily Maximum | INDENO PYREN | 2002-09-04 | < | 0.05 | ug/l | [5 empty] | 92
12617 | Delta Diablo Sanitation District | E-001 D Eff Daily Maximum | INDENO PYREN | 2002-10-02 | < | 0.05 | ug/l | [5 empty] | 92
12619 | Delta Diablo Sanitation District | E-001 D Eff Daily Maximum | INDENO PYREN | 2002-11-06 | < | 0.05 | ug/l | [5 empty] | 92
12621 | Delta Diablo Sanitation District | E-001 D Eff Daily Maximum | INDENO PYREN | 2002-12-04 | < | 0.06 | ug/l | [5 empty] | 92
12623 | Delta Diablo Sanitation District | E-001 D Eff Daily Maximum | INDENO PYREN | 2003-01-02 | < | 0.05 | ug/l | [5 empty] | 92
12625 | Delta Diablo Sanitation District | E-001 D Eff Daily Maximum | INDENO PYREN | 2003-02-06 | < | 0.05 | ug/l | [5 empty] | 92 |  |  | < | 0.05
12576 | Delta Diablo Sanitation District | E-001 D Eff Monthly Average | INDENO PYREN | 2000-08-31 | < | 0.47 | ug/l | [5 empty] | 92
12578 | Delta Diablo Sanitation District | E-001 D Eff Monthly Average | INDENO PYREN | 2000-09-30 | < | 0.3 | ug/l | [5 empty] | 92
12580 | Delta Diablo Sanitation District | E-001 D Eff Monthly Average | INDENO PYREN | 2000-10-31 | < | 0.3 | ug/l | [5 empty] | 92
12582 | Delta Diablo Sanitation District | E-001 D Eff Monthly Average | INDENO PYREN | 2000-11-30 | < | 0.3 | ug/l | [5 empty] | 92
12584 | Delta Diablo Sanitation District | E-001 D Eff Monthly Average | INDENO PYREN | 2000-12-31 | < | 0.3 | ug/l | [5 empty] | 92
12586 | Delta Diablo Sanitation District | E-001 D Eff Monthly Average | INDENO PYREN | 2001-01-31 | < | 0.3 | ug/l | [5 empty] | 92
12588 | Delta Diablo Sanitation District | E-001 D Eff Monthly Average | INDENO PYREN | 2001-02-28 | < | 0.3 | ug/l | [5 empty] | 92
12590 | Delta Diablo Sanitation District | E-001 D Eff Monthly Average | INDENO PYREN | 2001-03-31 | < | 0.3 | ug/l | [5 empty] | 92
12592 | Delta Diablo Sanitation District | E-001 D Eff Monthly Average | INDENO PYREN | 2001-04-30 | < | 0.3 | ug/l | [5 empty] | 92
12594 | Delta Diablo Sanitation District | E-001 D Eff Monthly Average | INDENO PYREN | 2001-05-31 | < | 0.3 | ug/l | [5 empty] | 92
12596 | Delta Diablo Sanitation District | E-001 D Eff Monthly Average | INDENO PYREN | 2001-06-30 | < | 0.4 | ug/l | [5 empty] | 92
12598 | Delta Diablo Sanitation District | E-001 D Eff Monthly Average | INDENO PYREN | 2001-07-31 | < | 0.4 | ug/l | [5 empty] | 92
12600 | Delta Diablo Sanitation District | E-001 D Eff Monthly Average | INDENO PYREN | 2001-08-31 | < | 0.06 | ug/l | [5 empty] | 92
12602 | Delta Diablo Sanitation District | E-001 D Eff Monthly Average | INDENO PYREN | 2001-09-30 | < | 0.3 | ug/l | [5 empty] | 92
12604 | Delta Diablo Sanitation District | E-001 D Eff Monthly Average | INDENO PYREN | 2001-10-31 | < | 0.05 | ug/l | [5 empty] | 92
12606 | Delta Diablo Sanitation District | E-001 D Eff Monthly Average | INDENO PYREN | 2002-01-31 | < | 0.3 | ug/l | [5 empty] | 92
12608 | Delta Diablo Sanitation District | E-001 D Eff Monthly Average | INDENO PYREN | 2002-02-28 | < | 0.3 | ug/l | [5 empty] | 92
12610 | Delta Diablo Sanitation District | E-001 D Eff Monthly Average | INDENO PYREN | 2002-04-30 | < | 0.3 | ug/l | [5 empty] | 92
12612 | Delta Diablo Sanitation District | E-001 D Eff Monthly Average | INDENO PYREN | 2002-07-31 | < | 0.3 | ug/l | [5 empty] | 92
12614 | Delta Diablo Sanitation District | E-001 D Eff Monthly Average | INDENO PYREN | 2002-08-31 | < | 0.05 | ug/l | [5 empty] | 92
12616 | Delta Diablo Sanitation District | E-001 D Eff Monthly Average | INDENO PYREN | 2002-09-30 | < | 0.05 | ug/l | [5 empty] | 92
12618 | Delta Diablo Sanitation District | E-001 D Eff Monthly Average | INDENO PYREN | 2002-10-31 | < | 0.05 | ug/l | [5 empty] | 92
12620 | Delta Diablo Sanitation District | E-001 D Eff Monthly Average | INDENO PYREN | 2002-11-30 | < | 0.05 | ug/l | [5 empty] | 92
12622 | Delta Diablo Sanitation District | E-001 D Eff Monthly Average | INDENO PYREN | 2002-12-31 | < | 0.06 | ug/l | [5 empty] | 92
12624 | Delta Diablo Sanitation District | E-001 D Eff Monthly Average | INDENO PYREN | 2003-01-31 | < | 0.05 | ug/l | [5 empty] | 92
12626 | Delta Diablo Sanitation District | E-001 D Eff Monthly Average | INDENO PYREN | 2003-02-28 | < | 0.05 | ug/l | [5 empty] | 92
12627 | Delta Diablo Sanitation District | E-001 D Eff Daily Maximum | Phenanthrene | 2000-08-01 | < | 0.47 | ug/l | [5 empty] | 99
12629 | Delta Diablo Sanitation District | E-001 D Eff Daily Maximum | Phenanthrene | 2000-09-13 | < | 0.3 | ug/l | [5 empty] | 99
12631 | Delta Diablo Sanitation District | E-001 D Eff Daily Maximum | Phenanthrene | 2000-10-04 | < | 0.3 | ug/l | [5 empty] | 99
12633 | Delta Diablo Sanitation District | E-001 D Eff Daily Maximum | Phenanthrene | 2000-11-01 | < | 0.3 | ug/l | [5 empty] | 99
12635 | Delta Diablo Sanitation District | E-001 D Eff Daily Maximum | Phenanthrene | 2000-12-05 | < | 0.3 | ug/l | [5 empty] | 99
12637 | Delta Diablo Sanitation District | E-001 D Eff Daily Maximum | Phenanthrene | 2001-01-03 | < | 0.3 | ug/l | [5 empty] | 99
12639 | Delta Diablo Sanitation District | E-001 D Eff Daily Maximum | Phenanthrene | 2001-02-05 | < | 0.3 | ug/l | [5 empty] | 99
12641 | Delta Diablo Sanitation District | E-001 D Eff Daily Maximum | Phenanthrene | 2001-03-08 | < | 0.3 | ug/l | [5 empty] | 99
12643 | Delta Diablo Sanitation District | E-001 D Eff Daily Maximum | Phenanthrene | 2001-04-03 | < | 0.3 | ug/l | [5 empty] | 99
12645 | Delta Diablo Sanitation District | E-001 D Eff Daily Maximum | Phenanthrene | 2001-05-01 | < | 0.3 | ug/l | [5 empty] | 99
12647 | Delta Diablo Sanitation District | E-001 D Eff Daily Maximum | Phenanthrene | 2001-06-05 | < | 0.4 | ug/l | [5 empty] | 99
12649 | Delta Diablo Sanitation District | E-001 D Eff Daily Maximum | Phenanthrene | 2001-07-02 | < | 0.4 | ug/l | [5 empty] | 99
12651 | Delta Diablo Sanitation District | E-001 D Eff Daily Maximum | Phenanthrene | 2001-08-01 | < | 0.06 | ug/l | [5 empty] | 99
12653 | Delta Diablo Sanitation District | E-001 D Eff Daily Maximum | Phenanthrene | 2001-09-04 | < | 0.3 | ug/l | [5 empty] | 99
12655 | Delta Diablo Sanitation District | E-001 D Eff Daily Maximum | Phenanthrene | 2001-10-02 | < | 0.05 | ug/l | [5 empty] | 99
12657 | Delta Diablo Sanitation District | E-001 D Eff Daily Maximum | Phenanthrene | 2002-01-03 | < | 0.3 | ug/l | [5 empty] | 99
12659 | Delta Diablo Sanitation District | E-001 D Eff Daily Maximum | Phenanthrene | 2002-02-05 | < | 0.3 | ug/l | [5 empty] | 99
12661 | Delta Diablo Sanitation District | E-001 D Eff Daily Maximum | Phenanthrene | 2002-04-02 | < | 0.3 | ug/l | [5 empty] | 99
12663 | Delta Diablo Sanitation District | E-001 D Eff Daily Maximum | Phenanthrene | 2002-07-02 | < | 0.3 | ug/l | [5 empty] | 99
12665 | Delta Diablo Sanitation District | E-001 D Eff Daily Maximum | Phenanthrene | 2002-08-07 | < | 0.05 | ug/l | [5 empty] | 99
12667 | Delta Diablo Sanitation District | E-001 D Eff Daily Maximum | Phenanthrene | 2002-09-04 | < | 0.05 | ug/l | [5 empty] | 99
12669 | Delta Diablo Sanitation District | E-001 D Eff Daily Maximum | Phenanthrene | 2002-10-02 | < | 0.05 | ug/l | [5 empty] | 99
12671 | Delta Diablo Sanitation District | E-001 D Eff Daily Maximum | Phenanthrene | 2002-11-06 | < | 0.05 | ug/l | [5 empty] | 99
12673 | Delta Diablo Sanitation District | E-001 D Eff Daily Maximum | Phenanthrene | 2002-12-04 | < | 0.06 | ug/l | [5 empty] | 99
12675 | Delta Diablo Sanitation District | E-001 D Eff Daily Maximum | Phenanthrene | 2003-01-02 | < | 0.05 | ug/l | [5 empty] | 99
12677 | Delta Diablo Sanitation District | E-001 D Eff Daily Maximum | Phenanthrene | 2003-02-06 | < | 0.05 | ug/l | [5 empty] | 99 |  |  | < | 0.05
12628 | Delta Diablo Sanitation District | E-001 D Eff Monthly Average | Phenanthrene | 2000-08-31 | < | 0.47 | ug/l | [5 empty] | 99
12630 | Delta Diablo Sanitation District | E-001 D Eff Monthly Average | Phenanthrene | 2000-09-30 | < | 0.3 | ug/l | [5 empty] | 99
12632 | Delta Diablo Sanitation District | E-001 D Eff Monthly Average | Phenanthrene | 2000-10-31 | < | 0.3 | ug/l | [5 empty] | 99
12634 | Delta Diablo Sanitation District | E-001 D Eff Monthly Average | Phenanthrene | 2000-11-30 | < | 0.3 | ug/l | [5 empty] | 99
12636 | Delta Diablo Sanitation District | E-001 D Eff Monthly Average | Phenanthrene | 2000-12-31 | < | 0.3 | ug/l | [5 empty] | 99
12638 | Delta Diablo Sanitation District | E-001 D Eff Monthly Average | Phenanthrene | 2001-01-31 | < | 0.3 | ug/l | [5 empty] | 99
12640 | Delta Diablo Sanitation District | E-001 D Eff Monthly Average | Phenanthrene | 2001-02-28 | < | 0.3 | ug/l | [5 empty] | 99
12642 | Delta Diablo Sanitation District | E-001 D Eff Monthly Average | Phenanthrene | 2001-03-31 | < | 0.3 | ug/l | [5 empty] | 99
12644 | Delta Diablo Sanitation District | E-001 D Eff Monthly Average | Phenanthrene | 2001-04-30 | < | 0.3 | ug/l | [5 empty] | 99
12646 | Delta Diablo Sanitation District | E-001 D Eff Monthly Average | Phenanthrene | 2001-05-31 | < | 0.3 | ug/l | [5 empty] | 99
12648 | Delta Diablo Sanitation District | E-001 D Eff Monthly Average | Phenanthrene | 2001-06-30 | < | 0.4 | ug/l | [5 empty] | 99
12650 | Delta Diablo Sanitation District | E-001 D Eff Monthly Average | Phenanthrene | 2001-07-31 | < | 0.4 | ug/l | [5 empty] | 99
12652 | Delta Diablo Sanitation District | E-001 D Eff Monthly Average | Phenanthrene | 2001-08-31 | < | 0.06 | ug/l | [5 empty] | 99
12654 | Delta Diablo Sanitation District | E-001 D Eff Monthly Average | Phenanthrene | 2001-09-30 | < | 0.3 | ug/l | [5 empty] | 99
12656 | Delta Diablo Sanitation District | E-001 D Eff Monthly Average | Phenanthrene | 2001-10-31 | < | 0.05 | ug/l | [5 empty] | 99
12658 | Delta Diablo Sanitation District | E-001 D Eff Monthly Average | Phenanthrene | 2002-01-31 | < | 0.3 | ug/l | [5 empty] | 99
12660 | Delta Diablo Sanitation District | E-001 D Eff Monthly Average | Phenanthrene | 2002-02-28 | < | 0.3 | ug/l | [5 empty] | 99
12662 | Delta Diablo Sanitation District | E-001 D Eff Monthly Average | Phenanthrene | 2002-04-30 | < | 0.3 | ug/l | [5 empty] | 99
12664 | Delta Diablo Sanitation District | E-001 D Eff Monthly Average | Phenanthrene | 2002-07-31 | < | 0.3 | ug/l | [5 empty] | 99
12666 | Delta Diablo Sanitation District | E-001 D Eff Monthly Average | Phenanthrene | 2002-08-31 | < | 0.05 | ug/l | [5 empty] | 99
12668 | Delta Diablo Sanitation District | E-001 D Eff Monthly Average | Phenanthrene | 2002-09-30 | < | 0.05 | ug/l | [5 empty] | 99
12670 | Delta Diablo Sanitation District | E-001 D Eff Monthly Average | Phenanthrene | 2002-10-31 | < | 0.05 | ug/l | [5 empty] | 99
12672 | Delta Diablo Sanitation District | E-001 D Eff Monthly Average | Phenanthrene | 2002-11-30 | < | 0.05 | ug/l | [5 empty] | 99
12674 | Delta Diablo Sanitation District | E-001 D Eff Monthly Average | Phenanthrene | 2002-12-31 | < | 0.06 | ug/l | [5 empty] | 99
12676 | Delta Diablo Sanitation District | E-001 D Eff Monthly Average | Phenanthrene | 2003-01-31 | < | 0.05 | ug/l | [5 empty] | 99
12678 | Delta Diablo Sanitation District | E-001 D Eff Monthly Average | Phenanthrene | 2003-02-28 | < | 0.05 | ug/l | [5 empty] | 99
12679 | Delta Diablo Sanitation District | E-001 D Eff Daily Maximum | Pyrene | 2000-08-01 | < | 0.47 | ug/l | [5 empty] | 100
12681 | Delta Diablo Sanitation District | E-001 D Eff Daily Maximum | Pyrene | 2000-09-13 | < | 0.3 | ug/l | [5 empty] | 100
12683 | Delta Diablo Sanitation District | E-001 D Eff Daily Maximum | Pyrene | 2000-10-04 | < | 0.3 | ug/l | [5 empty] | 100
12685 | Delta Diablo Sanitation District | E-001 D Eff Daily Maximum | Pyrene | 2000-11-01 | < | 0.3 | ug/l | [5 empty] | 100
12687 | Delta Diablo Sanitation District | E-001 D Eff Daily Maximum | Pyrene | 2000-12-05 |  | 0.3 | ug/l | [5 empty] | 100
12689 | Delta Diablo Sanitation District | E-001 D Eff Daily Maximum | Pyrene | 2001-01-03 | < | 0.3 | ug/l | [5 empty] | 100
12691 | Delta Diablo Sanitation District | E-001 D Eff Daily Maximum | Pyrene | 2001-02-05 | < | 0.3 | ug/l | [5 empty] | 100
12693 | Delta Diablo Sanitation District | E-001 D Eff Daily Maximum | Pyrene | 2001-03-08 | < | 0.3 | ug/l | [5 empty] | 100
12695 | Delta Diablo Sanitation District | E-001 D Eff Daily Maximum | Pyrene | 2001-04-03 | < | 0.3 | ug/l | [5 empty] | 100
12697 | Delta Diablo Sanitation District | E-001 D Eff Daily Maximum | Pyrene | 2001-05-01 | < | 0.3 | ug/l | [5 empty] | 100
12699 | Delta Diablo Sanitation District | E-001 D Eff Daily Maximum | Pyrene | 2001-06-05 | < | 0.4 | ug/l | [5 empty] | 100
12701 | Delta Diablo Sanitation District | E-001 D Eff Daily Maximum | Pyrene | 2001-07-02 | < | 0.4 | ug/l | [5 empty] | 100
12703 | Delta Diablo Sanitation District | E-001 D Eff Daily Maximum | Pyrene | 2001-08-01 | < | 0.06 | ug/l | [5 empty] | 100
12705 | Delta Diablo Sanitation District | E-001 D Eff Daily Maximum | Pyrene | 2001-09-04 | < | 0.3 | ug/l | [5 empty] | 100
12707 | Delta Diablo Sanitation District | E-001 D Eff Daily Maximum | Pyrene | 2001-10-02 | < | 0.05 | ug/l | [5 empty] | 100
12709 | Delta Diablo Sanitation District | E-001 D Eff Daily Maximum | Pyrene | 2002-01-03 | < | 0.3 | ug/l | [5 empty] | 100
12711 | Delta Diablo Sanitation District | E-001 D Eff Daily Maximum | Pyrene | 2002-02-05 | < | 0.3 | ug/l | [5 empty] | 100
12713 | Delta Diablo Sanitation District | E-001 D Eff Daily Maximum | Pyrene | 2002-04-02 | < | 0.3 | ug/l | [5 empty] | 100
12715 | Delta Diablo Sanitation District | E-001 D Eff Daily Maximum | Pyrene | 2002-07-02 | < | 0.3 | ug/l | [5 empty] | 100
12717 | Delta Diablo Sanitation District | E-001 D Eff Daily Maximum | Pyrene | 2002-08-07 | < | 0.05 | ug/l | [5 empty] | 100
12719 | Delta Diablo Sanitation District | E-001 D Eff Daily Maximum | Pyrene | 2002-09-04 | < | 0.05 | ug/l | [5 empty] | 100
12721 | Delta Diablo Sanitation District | E-001 D Eff Daily Maximum | Pyrene | 2002-10-02 | < | 0.05 | ug/l | [5 empty] | 100
12723 | Delta Diablo Sanitation District | E-001 D Eff Daily Maximum | Pyrene | 2002-11-06 | < | 0.05 | ug/l | [5 empty] | 100
12725 | Delta Diablo Sanitation District | E-001 D Eff Daily Maximum | Pyrene | 2002-12-04 | < | 0.06 | ug/l | [5 empty] | 100
12727 | Delta Diablo Sanitation District | E-001 D Eff Daily Maximum | Pyrene | 2003-01-02 | < | 0.05 | ug/l | [5 empty] | 100
12729 | Delta Diablo Sanitation District | E-001 D Eff Daily Maximum | Pyrene | 2003-02-06 | < | 0.05 | ug/l | [5 empty] | 100 |  |  | < | 0.05
12680 | Delta Diablo Sanitation District | E-001 D Eff Monthly Average | Pyrene | 2000-08-31 | < | 0.47 | ug/l | [5 empty] | 100
12682 | Delta Diablo Sanitation District | E-001 D Eff Monthly Average | Pyrene | 2000-09-30 | < | 0.3 | ug/l | [5 empty] | 100
12684 | Delta Diablo Sanitation District | E-001 D Eff Monthly Average | Pyrene | 2000-10-31 | < | 0.3 | ug/l | [5 empty] | 100
12686 | Delta Diablo Sanitation District | E-001 D Eff Monthly Average | Pyrene | 2000-11-30 | < | 0.3 | ug/l | [5 empty] | 100
12688 | Delta Diablo Sanitation District | E-001 D Eff Monthly Average | Pyrene | 2000-12-31 |  | 0.3 | ug/l | [5 empty] | 100
12690 | Delta Diablo Sanitation District | E-001 D Eff Monthly Average | Pyrene | 2001-01-31 | < | 0.3 | ug/l | [5 empty] | 100
12692 | Delta Diablo Sanitation District | E-001 D Eff Monthly Average | Pyrene | 2001-02-28 | < | 0.3 | ug/l | [5 empty] | 100
12694 | Delta Diablo Sanitation District | E-001 D Eff Monthly Average | Pyrene | 2001-03-31 | < | 0.3 | ug/l | [5 empty] | 100
12696 | Delta Diablo Sanitation District | E-001 D Eff Monthly Average | Pyrene | 2001-04-30 | < | 0.3 | ug/l | [5 empty] | 100
12698 | Delta Diablo Sanitation District | E-001 D Eff Monthly Average | Pyrene | 2001-05-31 | < | 0.3 | ug/l | [5 empty] | 100
12700 | Delta Diablo Sanitation District | E-001 D Eff Monthly Average | Pyrene | 2001-06-30 | < | 0.4 | ug/l | [5 empty] | 100
12702 | Delta Diablo Sanitation District | E-001 D Eff Monthly Average | Pyrene | 2001-07-31 | < | 0.4 | ug/l | [5 empty] | 100
12704 | Delta Diablo Sanitation District | E-001 D Eff Monthly Average | Pyrene | 2001-08-31 | < | 0.06 | ug/l | [5 empty] | 100
12706 | Delta Diablo Sanitation District | E-001 D Eff Monthly Average | Pyrene | 2001-09-30 | < | 0.3 | ug/l | [5 empty] | 100
12708 | Delta Diablo Sanitation District | E-001 D Eff Monthly Average | Pyrene | 2001-10-31 | < | 0.05 | ug/l | [5 empty] | 100
12710 | Delta Diablo Sanitation District | E-001 D Eff Monthly Average | Pyrene | 2002-01-31 | < | 0.3 | ug/l | [5 empty] | 100
12712 | Delta Diablo Sanitation District | E-001 D Eff Monthly Average | Pyrene | 2002-02-28 | < | 0.3 | ug/l | [5 empty] | 100
12714 | Delta Diablo Sanitation District | E-001 D Eff Monthly Average | Pyrene | 2002-04-30 | < | 0.3 | ug/l | [5 empty] | 100
12716 | Delta Diablo Sanitation District | E-001 D Eff Monthly Average | Pyrene | 2002-07-31 | < | 0.3 | ug/l | [5 empty] | 100
12718 | Delta Diablo Sanitation District | E-001 D Eff Monthly Average | Pyrene | 2002-08-31 | < | 0.05 | ug/l | [5 empty] | 100
12720 | Delta Diablo Sanitation District | E-001 D Eff Monthly Average | Pyrene | 2002-09-30 | < | 0.05 | ug/l | [5 empty] | 100
12722 | Delta Diablo Sanitation District | E-001 D Eff Monthly Average | Pyrene | 2002-10-31 | < | 0.05 | ug/l | [5 empty] | 100
12724 | Delta Diablo Sanitation District | E-001 D Eff Monthly Average | Pyrene | 2002-11-30 | < | 0.05 | ug/l | [5 empty] | 100
12726 | Delta Diablo Sanitation District | E-001 D Eff Monthly Average | Pyrene | 2002-12-31 | < | 0.06 | ug/l | [5 empty] | 100
12728 | Delta Diablo Sanitation District | E-001 D Eff Monthly Average | Pyrene | 2003-01-31 | < | 0.05 | ug/l | [5 empty] | 100
12730 | Delta Diablo Sanitation District | E-001 D Eff Monthly Average | Pyrene | 2003-02-28 | < | 0.05 | ug/l | [5 empty] | 100
12852 | Delta Diablo Sanitation District | E-001-D PAHs, PCBs, & TCDDs Eff Daily Maximum | Aldrin | 2000-09-13 | < | 0.01 | ug/l | [5 empty] | 102
12854 | Delta Diablo Sanitation District | E-001-D PAHs, PCBs, & TCDDs Eff Daily Maximum | Aldrin | 2001-03-08 | < | 0.01 | ug/l | [5 empty] | 102
12856 | Delta Diablo Sanitation District | E-001-D PAHs, PCBs, & TCDDs Eff Daily Maximum | Aldrin | 2001-05-13 | < | 0.01 | ug/l | [5 empty] | 102
12853 | Delta Diablo Sanitation District | E-001-D PAHs, PCBs, & TCDDs Eff Monthly Average | Aldrin | 2000-09-30 | < | 0.01 | ug/l | [5 empty] | 102
12855 | Delta Diablo Sanitation District | E-001-D PAHs, PCBs, & TCDDs Eff Monthly Average | Aldrin | 2001-03-31 | < | 0.01 | ug/l | [5 empty] | 102
12857 | Delta Diablo Sanitation District | E-001-D PAHs, PCBs, & TCDDs Eff Monthly Average | Aldrin | 2001-05-31 | < | 0.01 | ug/l | [5 empty] | 102 |  |  | < | 0.01
12858 | Delta Diablo Sanitation District | E-001-D PAHs, PCBs, & TCDDs Eff Daily Maximum | A-BHC | 2000-09-13 | < | 0.01 | ug/l | [5 empty] | 103
12860 | Delta Diablo Sanitation District | E-001-D PAHs, PCBs, & TCDDs Eff Daily Maximum | A-BHC | 2001-03-08 | < | 0.01 | ug/l | [5 empty] | 103
12862 | Delta Diablo Sanitation District | E-001-D PAHs, PCBs, & TCDDs Eff Daily Maximum | A-BHC | 2001-05-13 | < | 0.01 | ug/l | [5 empty] | 103
12859 | Delta Diablo Sanitation District | E-001-D PAHs, PCBs, & TCDDs Eff Monthly Average | A-BHC | 2000-09-30 | < | 0.01 | ug/l | [5 empty] | 103
12861 | Delta Diablo Sanitation District | E-001-D PAHs, PCBs, & TCDDs Eff Monthly Average | A-BHC | 2001-03-31 | < | 0.01 | ug/l | [5 empty] | 103
12863 | Delta Diablo Sanitation District | E-001-D PAHs, PCBs, & TCDDs Eff Monthly Average | A-BHC | 2001-05-31 | < | 0.01 | ug/l | [5 empty] | 103 |  |  | < | 0.01
12864 | Delta Diablo Sanitation District | E-001-D PAHs, PCBs, & TCDDs Eff Daily Maximum | B-BHC | 2000-09-13 | < | 0.01 | ug/l | [5 empty] | 104
12866 | Delta Diablo Sanitation District | E-001-D PAHs, PCBs, & TCDDs Eff Daily Maximum | B-BHC | 2001-03-08 | < | 0.01 | ug/l | [5 empty] | 104
12868 | Delta Diablo Sanitation District | E-001-D PAHs, PCBs, & TCDDs Eff Daily Maximum | B-BHC | 2001-05-13 | < | 0.01 | ug/l | [5 empty] | 104
12865 | Delta Diablo Sanitation District | E-001-D PAHs, PCBs, & TCDDs Eff Monthly Average | B-BHC | 2000-09-30 | < | 0.01 | ug/l | [5 empty] | 104
12867 | Delta Diablo Sanitation District | E-001-D PAHs, PCBs, & TCDDs Eff Monthly Average | B-BHC | 2001-03-31 | < | 0.01 | ug/l | [5 empty] | 104
12869 | Delta Diablo Sanitation District | E-001-D PAHs, PCBs, & TCDDs Eff Monthly Average | B-BHC | 2001-05-31 | < | 0.01 | ug/l | [5 empty] | 104 |  |  | < | 0.01
12870 | Delta Diablo Sanitation District | E-001-D PAHs, PCBs, & TCDDs Eff Daily Maximum | G-BHC | 2000-09-13 | < | 0.01 | ug/l | [5 empty] | 105
12872 | Delta Diablo Sanitation District | E-001-D PAHs, PCBs, & TCDDs Eff Daily Maximum | G-BHC | 2001-03-08 | < | 0.01 | ug/l | [5 empty] | 105
12874 | Delta Diablo Sanitation District | E-001-D PAHs, PCBs, & TCDDs Eff Daily Maximum | G-BHC | 2001-05-13 | < | 0.01 | ug/l | [5 empty] | 105
12871 | Delta Diablo Sanitation District | E-001-D PAHs, PCBs, & TCDDs Eff Monthly Average | G-BHC | 2000-09-30 | < | 0.01 | ug/l | [5 empty] | 105
12873 | Delta Diablo Sanitation District | E-001-D PAHs, PCBs, & TCDDs Eff Monthly Average | G-BHC | 2001-03-31 | < | 0.01 | ug/l | [5 empty] | 105
12875 | Delta Diablo Sanitation District | E-001-D PAHs, PCBs, & TCDDs Eff Monthly Average | G-BHC | 2001-05-31 | < | 0.01 | ug/l | [5 empty] | 105 |  |  | < | 0.01
12876 | Delta Diablo Sanitation District | E-001-D PAHs, PCBs, & TCDDs Eff Daily Maximum | Chlordane | 2000-09-13 | < | 0.02 | ug/l | [5 empty] | 107
12878 | Delta Diablo Sanitation District | E-001-D PAHs, PCBs, & TCDDs Eff Daily Maximum | Chlordane | 2001-03-08 | < | 0.02 | ug/l | [5 empty] | 107
12880 | Delta Diablo Sanitation District | E-001-D PAHs, PCBs, & TCDDs Eff Daily Maximum | Chlordane | 2001-05-13 | < | 0.02 | ug/l | [5 empty] | 107
12877 | Delta Diablo Sanitation District | E-001-D PAHs, PCBs, & TCDDs Eff Monthly Average | Chlordane | 2000-09-30 | < | 0.02 | ug/l | [5 empty] | 107
12879 | Delta Diablo Sanitation District | E-001-D PAHs, PCBs, & TCDDs Eff Monthly Average | Chlordane | 2001-03-31 | < | 0.02 | ug/l | [5 empty] | 107
12881 | Delta Diablo Sanitation District | E-001-D PAHs, PCBs, & TCDDs Eff Monthly Average | Chlordane | 2001-05-31 | < | 0.02 | ug/l | [5 empty] | 107 |  |  | < | 0.02
12882 | Delta Diablo Sanitation District | E-001-D PAHs, PCBs, & TCDDs Eff Daily Maximum | Dieldrin | 2000-09-13 | < | 0.01 | ug/l | [5 empty] | 111
12884 | Delta Diablo Sanitation District | E-001-D PAHs, PCBs, & TCDDs Eff Daily Maximum | Dieldrin | 2001-03-08 | < | 0.01 | ug/l | [5 empty] | 111
12886 | Delta Diablo Sanitation District | E-001-D PAHs, PCBs, & TCDDs Eff Daily Maximum | Dieldrin | 2001-05-13 | < | 0.01 | ug/l | [5 empty] | 111
12883 | Delta Diablo Sanitation District | E-001-D PAHs, PCBs, & TCDDs Eff Monthly Average | Dieldrin | 2000-09-30 | < | 0.01 | ug/l | [5 empty] | 111
12885 | Delta Diablo Sanitation District | E-001-D PAHs, PCBs, & TCDDs Eff Monthly Average | Dieldrin | 2001-03-31 | < | 0.01 | ug/l | [5 empty] | 111
12887 | Delta Diablo Sanitation District | E-001-D PAHs, PCBs, & TCDDs Eff Monthly Average | Dieldrin | 2001-05-31 | < | 0.01 | ug/l | [5 empty] | 111 |  |  | < | 0.01
12888 | Delta Diablo Sanitation District | E-001-D PAHs, PCBs, & TCDDs Eff Daily Maximum | Endrin | 2000-09-13 | < | 0.01 | ug/l | [5 empty] | 115
12889 | Delta Diablo Sanitation District | E-001-D PAHs, PCBs, & TCDDs Eff Daily Maximum | Endrin | 2001-03-08 | < | 0.01 | ug/l | [5 empty] | 115
12890 | Delta Diablo Sanitation District | E-001-D PAHs, PCBs, & TCDDs Eff Daily Maximum | Endrin | 2001-05-13 | < | 0.01 | ug/l | [5 empty] | 115 |  |  | < | 0.01
12891 | Delta Diablo Sanitation District | E-001-D PAHs, PCBs, & TCDDs Eff Daily Maximum | Heptachlor | 2000-09-13 | < | 0.01 | ug/l | [5 empty] | 117
12893 | Delta Diablo Sanitation District | E-001-D PAHs, PCBs, & TCDDs Eff Daily Maximum | Heptachlor | 2001-03-08 | < | 0.01 | ug/l | [5 empty] | 117
12895 | Delta Diablo Sanitation District | E-001-D PAHs, PCBs, & TCDDs Eff Daily Maximum | Heptachlor | 2001-05-13 | < | 0.01 | ug/l | [5 empty] | 117
12892 | Delta Diablo Sanitation District | E-001-D PAHs, PCBs, & TCDDs Eff Monthly Average | Heptachlor | 2000-09-30 | < | 0.01 | ug/l | [5 empty] | 117
12894 | Delta Diablo Sanitation District | E-001-D PAHs, PCBs, & TCDDs Eff Monthly Average | Heptachlor | 2001-03-31 | < | 0.01 | ug/l | [5 empty] | 117
12896 | Delta Diablo Sanitation District | E-001-D PAHs, PCBs, & TCDDs Eff Monthly Average | Heptachlor | 2001-05-31 | < | 0.01 | ug/l | [5 empty] | 117 |  |  | < | 0.01
12897 | Delta Diablo Sanitation District | E-001-D PAHs, PCBs, & TCDDs Eff Daily Maximum | Heptchl | 2000-09-13 | < | 0.01 | ug/l | [5 empty] | 118
12899 | Delta Diablo Sanitation District | E-001-D PAHs, PCBs, & TCDDs Eff Daily Maximum | Heptchl | 2001-03-08 | < | 0.01 | ug/l | [5 empty] | 118
12901 | Delta Diablo Sanitation District | E-001-D PAHs, PCBs, & TCDDs Eff Daily Maximum | Heptchl | 2001-05-13 | < | 0.01 | ug/l | [5 empty] | 118
12898 | Delta Diablo Sanitation District | E-001-D PAHs, PCBs, & TCDDs Eff Monthly Average | Heptchl | 2000-09-30 | < | 0.01 | ug/l | [5 empty] | 118
12900 | Delta Diablo Sanitation District | E-001-D PAHs, PCBs, & TCDDs Eff Monthly Average | Heptchl | 2001-03-31 | < | 0.01 | ug/l | [5 empty] | 118
12902 | Delta Diablo Sanitation District | E-001-D PAHs, PCBs, & TCDDs Eff Monthly Average | Heptchl | 2001-05-31 | < | 0.01 | ug/l | [5 empty] | 118 |  |  | < | 0.01
12906 | Delta Diablo Sanitation District | E-001-D PAHs, PCBs, & TCDDs Eff Daily Maximum | PCB-1016 | 2000-09-13 | < | 0.1 | ug/l | [5 empty] | 119
12907 | Delta Diablo Sanitation District | E-001-D PAHs, PCBs, & TCDDs Eff Daily Maximum | PCB-1016 | 2001-03-08 | < | 0.1 | ug/l | [5 empty] | 119
12908 | Delta Diablo Sanitation District | E-001-D PAHs, PCBs, & TCDDs Eff Daily Maximum | PCB-1016 | 2001-05-13 | < | 0.1 | ug/l | [5 empty] | 119 |  |  | < | 0.1
12909 | Delta Diablo Sanitation District | E-001-D PAHs, PCBs, & TCDDs Eff Daily Maximum | PCB-1221 | 2000-09-13 | < | 0.1 | ug/l | [5 empty] | 120
12910 | Delta Diablo Sanitation District | E-001-D PAHs, PCBs, & TCDDs Eff Daily Maximum | PCB-1221 | 2001-03-08 | < | 0.1 | ug/l | [5 empty] | 120
12911 | Delta Diablo Sanitation District | E-001-D PAHs, PCBs, & TCDDs Eff Daily Maximum | PCB-1221 | 2001-05-13 | < | 0.1 | ug/l | [5 empty] | 120 |  |  | < | 0.1
12912 | Delta Diablo Sanitation District | E-001-D PAHs, PCBs, & TCDDs Eff Daily Maximum | PCB-1242 | 2000-09-13 | < | 0.1 | ug/l | [5 empty] | 122
12913 | Delta Diablo Sanitation District | E-001-D PAHs, PCBs, & TCDDs Eff Daily Maximum | PCB-1242 | 2001-03-08 | < | 0.1 | ug/l | [5 empty] | 122
12914 | Delta Diablo Sanitation District | E-001-D PAHs, PCBs, & TCDDs Eff Daily Maximum | PCB-1242 | 2001-05-13 | < | 0.1 | ug/l | [5 empty] | 122 |  |  | < | 0.1
12915 | Delta Diablo Sanitation District | E-001-D PAHs, PCBs, & TCDDs Eff Daily Maximum | PCB-1248 | 2000-09-13 | < | 0.1 | ug/l | [5 empty] | 123
12916 | Delta Diablo Sanitation District | E-001-D PAHs, PCBs, & TCDDs Eff Daily Maximum | PCB-1248 | 2001-03-08 | < | 0.1 | ug/l | [5 empty] | 123
12917 | Delta Diablo Sanitation District | E-001-D PAHs, PCBs, & TCDDs Eff Daily Maximum | PCB-1248 | 2001-05-13 | < | 0.1 | ug/l | [5 empty] | 123 |  |  | < | 0.1
12918 | Delta Diablo Sanitation District | E-001-D PAHs, PCBs, & TCDDs Eff Daily Maximum | PCB-1254 | 2000-09-13 | < | 0.1 | ug/l | [5 empty] | 124
12919 | Delta Diablo Sanitation District | E-001-D PAHs, PCBs, & TCDDs Eff Daily Maximum | PCB-1254 | 2001-03-08 | < | 0.1 | ug/l | [5 empty] | 124
12920 | Delta Diablo Sanitation District | E-001-D PAHs, PCBs, & TCDDs Eff Daily Maximum | PCB-1254 | 2001-05-13 | < | 0.1 | ug/l | [5 empty] | 124 |  |  | < | 0.1
12921 | Delta Diablo Sanitation District | E-001-D PAHs, PCBs, & TCDDs Eff Daily Maximum | PCB-1260 | 2000-09-13 | < | 0.1 | ug/l | [5 empty] | 125
12922 | Delta Diablo Sanitation District | E-001-D PAHs, PCBs, & TCDDs Eff Daily Maximum | PCB-1260 | 2001-03-08 | < | 0.1 | ug/l | [5 empty] | 125
12923 | Delta Diablo Sanitation District | E-001-D PAHs, PCBs, & TCDDs Eff Daily Maximum | PCB-1260 | 2001-05-13 | < | 0.1 | ug/l | [5 empty] | 125 |  |  | < | 0.1
12903 | Delta Diablo Sanitation District | E-001-D PAHs, PCBs, & TCDDs Eff Daily Maximum | Toxaphene | 2000-09-13 | < | 120 | ug/l | [5 empty] | 126
12904 | Delta Diablo Sanitation District | E-001-D PAHs, PCBs, & TCDDs Eff Daily Maximum | Toxaphene | 2001-03-08 | < | 1 | ug/l | [5 empty] | 126
12905 | Delta Diablo Sanitation District | E-001-D PAHs, PCBs, & TCDDs Eff Daily Maximum | Toxaphene | 2001-05-13 | < | 1 | ug/l | [5 empty] | 126 |  |  | < | 1
13031 | Delta Diablo Sanitation District | E-001-D PAHs, PCBs, & TCDDs Eff Daily Maximum | DDT | 2000-09-13 | < | 0.01 | ug/l
13033 | Delta Diablo Sanitation District | E-001-D PAHs, PCBs, & TCDDs Eff Daily Maximum | DDT | 2001-03-08 |  | 0.018 | ug/l
13035 | Delta Diablo Sanitation District | E-001-D PAHs, PCBs, & TCDDs Eff Daily Maximum | DDT | 2001-05-13 | < | 0.01 | ug/l
13032 | Delta Diablo Sanitation District | E-001-D PAHs, PCBs, & TCDDs Eff Monthly Average | DDT | 2000-09-30 | < | 0.01 | ug/l
13034 | Delta Diablo Sanitation District | E-001-D PAHs, PCBs, & TCDDs Eff Monthly Average | DDT | 2001-03-31 |  | 0.018 | ug/l
13036 | Delta Diablo Sanitation District | E-001-D PAHs, PCBs, & TCDDs Eff Monthly Average | DDT | 2001-05-31 | < | 0.01 | ug/l |  | 0.018 | 0.018 | 0.018
13027 | Delta Diablo Sanitation District | E-001-D PAHs, PCBs, & TCDDs Eff Daily Maximum | Dichlorome | 2000-09-13 | < | 3 | ug/l
13029 | Delta Diablo Sanitation District | E-001-D PAHs, PCBs, & TCDDs Eff Daily Maximum | Dichlorome | 2001-03-08 | < | 2 | ug/l
13028 | Delta Diablo Sanitation District | E-001-D PAHs, PCBs, & TCDDs Eff Monthly Average | Dichlorome | 2000-09-30 | < | 3 | ug/l
13030 | Delta Diablo Sanitation District | E-001-D PAHs, PCBs, & TCDDs Eff Monthly Average | Dichlorome | 2001-03-31 | < | 2 | ug/l
13020 | Delta Diablo Sanitation District | E-001-D PAHs, PCBs, & TCDDs Eff Daily Maximum | Endosulfan | 2000-09-13 | < | 0.01 | ug/l
13021 | Delta Diablo Sanitation District | E-001-D PAHs, PCBs, & TCDDs Eff Daily Maximum | Endosulfan | 2001-03-08 | < | 5 | ug/l
13022 | Delta Diablo Sanitation District | E-001-D PAHs, PCBs, & TCDDs Eff Daily Maximum | Endosulfan | 2001-05-13 | < | 0.01 | ug/l
13023 | Delta Diablo Sanitation District | E-001-D PAHs, PCBs, & TCDDs Eff Daily Maximum | Halomethan | 2000-09-13 | < | 0.5 | ug/l
13025 | Delta Diablo Sanitation District | E-001-D PAHs, PCBs, & TCDDs Eff Daily Maximum | Halomethan | 2001-03-08 |  | 0.9 | ug/l
13024 | Delta Diablo Sanitation District | E-001-D PAHs, PCBs, & TCDDs Eff Monthly Average | Halomethan | 2000-09-30 | < | 0.5 | ug/l
13026 | Delta Diablo Sanitation District | E-001-D PAHs, PCBs, & TCDDs Eff Monthly Average | Halomethan | 2001-03-31 |  | 0.9 | ug/l
12731 | Delta Diablo Sanitation District | E-001 D Eff Daily Maximum | PAH | 2000-06-06 | < | 0.4 | ug/l
12733 | Delta Diablo Sanitation District | E-001 D Eff Daily Maximum | PAH | 2000-08-01 | < | 0.47 | ug/l
12735 | Delta Diablo Sanitation District | E-001 D Eff Daily Maximum | PAH | 2000-09-13 | < | 0.3 | ug/l
12737 | Delta Diablo Sanitation District | E-001 D Eff Daily Maximum | PAH | 2000-10-04 | < | 0.3 | ug/l
12739 | Delta Diablo Sanitation District | E-001 D Eff Daily Maximum | PAH | 2000-11-01 | < | 0.3 | ug/l
12741 | Delta Diablo Sanitation District | E-001 D Eff Daily Maximum | PAH | 2000-12-05 | < | 0.3 | ug/l
12743 | Delta Diablo Sanitation District | E-001 D Eff Daily Maximum | PAH | 2001-01-03 | < | 0.3 | ug/l
12745 | Delta Diablo Sanitation District | E-001 D Eff Daily Maximum | PAH | 2001-02-05 | < | 0.3 | ug/l
12747 | Delta Diablo Sanitation District | E-001 D Eff Daily Maximum | PAH | 2001-03-08 | < | 0.3 | ug/l
12749 | Delta Diablo Sanitation District | E-001 D Eff Daily Maximum | PAH | 2001-04-03 | < | 0.3 | ug/l
12751 | Delta Diablo Sanitation District | E-001 D Eff Daily Maximum | PAH | 2001-05-01 | < | 0.3 | ug/l
12753 | Delta Diablo Sanitation District | E-001 D Eff Daily Maximum | PAH | 2001-06-05 | < | 0.4 | ug/l
12755 | Delta Diablo Sanitation District | E-001 D Eff Daily Maximum | PAH | 2001-07-02 | < | 0.4 | ug/l
12757 | Delta Diablo Sanitation District | E-001 D Eff Daily Maximum | PAH | 2001-08-01 | < | 0.4 | ug/l
12759 | Delta Diablo Sanitation District | E-001 D Eff Daily Maximum | PAH | 2001-09-04 | < | 0.3 | ug/l
12761 | Delta Diablo Sanitation District | E-001 D Eff Daily Maximum | PAH | 2001-10-02 | < | 0.3 | ug/l
12763 | Delta Diablo Sanitation District | E-001 D Eff Daily Maximum | PAH | 2002-01-03 | < | 0.3 | ug/l
12765 | Delta Diablo Sanitation District | E-001 D Eff Daily Maximum | PAH | 2002-02-05 | < | 0.3 | ug/l
12767 | Delta Diablo Sanitation District | E-001 D Eff Daily Maximum | PAH | 2002-04-02 | < | 0.3 | ug/l
12769 | Delta Diablo Sanitation District | E-001 D Eff Daily Maximum | PAH | 2002-07-02 | < | 0.3 | ug/l
12771 | Delta Diablo Sanitation District | E-001 D Eff Daily Maximum | PAH | 2002-08-07 | < | 0.3 | ug/l
12773 | Delta Diablo Sanitation District | E-001 D Eff Daily Maximum | PAH | 2002-09-04 | < | 0.3 | ug/l
12775 | Delta Diablo Sanitation District | E-001 D Eff Daily Maximum | PAH | 2002-10-02 | < | 0.3 | ug/l
12777 | Delta Diablo Sanitation District | E-001 D Eff Daily Maximum | PAH | 2002-11-06 | < | 0.3 | ug/l
12779 | Delta Diablo Sanitation District | E-001 D Eff Daily Maximum | PAH | 2002-12-04 | < | 0.4 | ug/l
12781 | Delta Diablo Sanitation District | E-001 D Eff Daily Maximum | PAH | 2003-01-02 | < | 0.3 | ug/l
12783 | Delta Diablo Sanitation District | E-001 D Eff Daily Maximum | PAH | 2003-02-06 | < | 0.3 | ug/l
12732 | Delta Diablo Sanitation District | E-001 D Eff Monthly Average | PAH | 2000-06-30 | < | 0.4 | ug/l
12734 | Delta Diablo Sanitation District | E-001 D Eff Monthly Average | PAH | 2000-08-31 | < | 0.47 | ug/l
12736 | Delta Diablo Sanitation District | E-001 D Eff Monthly Average | PAH | 2000-09-30 | < | 0.3 | ug/l
12738 | Delta Diablo Sanitation District | E-001 D Eff Monthly Average | PAH | 2000-10-31 | < | 0.3 | ug/l
12740 | Delta Diablo Sanitation District | E-001 D Eff Monthly Average | PAH | 2000-11-30 | < | 0.3 | ug/l
12742 | Delta Diablo Sanitation District | E-001 D Eff Monthly Average | PAH | 2000-12-31 | < | 0.3 | ug/l
12744 | Delta Diablo Sanitation District | E-001 D Eff Monthly Average | PAH | 2001-01-31 | < | 0.3 | ug/l
12746 | Delta Diablo Sanitation District | E-001 D Eff Monthly Average | PAH | 2001-02-28 | < | 0.3 | ug/l
12748 | Delta Diablo Sanitation District | E-001 D Eff Monthly Average | PAH | 2001-03-31 | < | 0.3 | ug/l
12750 | Delta Diablo Sanitation District | E-001 D Eff Monthly Average | PAH | 2001-04-30 | < | 0.3 | ug/l
12752 | Delta Diablo Sanitation District | E-001 D Eff Monthly Average | PAH | 2001-05-31 | < | 0.3 | ug/l
12754 | Delta Diablo Sanitation District | E-001 D Eff Monthly Average | PAH | 2001-06-30 | < | 0.4 | ug/l
12756 | Delta Diablo Sanitation District | E-001 D Eff Monthly Average | PAH | 2001-07-31 | < | 0.4 | ug/l
12758 | Delta Diablo Sanitation District | E-001 D Eff Monthly Average | PAH | 2001-08-31 | < | 0.4 | ug/l
12760 | Delta Diablo Sanitation District | E-001 D Eff Monthly Average | PAH | 2001-09-30 | < | 0.3 | ug/l
12762 | Delta Diablo Sanitation District | E-001 D Eff Monthly Average | PAH | 2001-10-31 | < | 0.3 | ug/l
12764 | Delta Diablo Sanitation District | E-001 D Eff Monthly Average | PAH | 2002-01-31 | < | 0.3 | ug/l
12766 | Delta Diablo Sanitation District | E-001 D Eff Monthly Average | PAH | 2002-02-28 | < | 0.3 | ug/l
12768 | Delta Diablo Sanitation District | E-001 D Eff Monthly Average | PAH | 2002-04-30 | < | 0.3 | ug/l
12770 | Delta Diablo Sanitation District | E-001 D Eff Monthly Average | PAH | 2002-07-31 | < | 0.3 | ug/l
12772 | Delta Diablo Sanitation District | E-001 D Eff Monthly Average | PAH | 2002-08-31 | < | 0.3 | ug/l
12774 | Delta Diablo Sanitation District | E-001 D Eff Monthly Average | PAH | 2002-09-30 | < | 0.3 | ug/l
12776 | Delta Diablo Sanitation District | E-001 D Eff Monthly Average | PAH | 2002-10-31 | < | 0.3 | ug/l
12778 | Delta Diablo Sanitation District | E-001 D Eff Monthly Average | PAH | 2002-11-30 | < | 0.3 | ug/l
12780 | Delta Diablo Sanitation District | E-001 D Eff Monthly Average | PAH | 2002-12-31 | < | 0.4 | ug/l
12782 | Delta Diablo Sanitation District | E-001 D Eff Monthly Average | PAH | 2003-01-31 | < | 0.3 | ug/l
12784 | Delta Diablo Sanitation District | E-001 D Eff Monthly Average | PAH | 2003-02-28 | < | 0.3 | ug/l
13012 | Delta Diablo Sanitation District | E-001-D PAHs, PCBs, & TCDDs Eff Daily Maximum | PCBs | 2000-09-13 | < | 0.1 | ug/l
13014 | Delta Diablo Sanitation District | E-001-D PAHs, PCBs, & TCDDs Eff Daily Maximum | PCBs | 2001-03-08 | < | 0.1 | ug/l
13013 | Delta Diablo Sanitation District | E-001-D PAHs, PCBs, & TCDDs Eff Monthly Average | PCBs | 2000-09-30 | < | 0.1 | ug/l
13015 | Delta Diablo Sanitation District | E-001-D PAHs, PCBs, & TCDDs Eff Monthly Average | PCBs | 2001-03-31 | < | 0.1 | ug/l
12818 | Delta Diablo Sanitation District | E-001-D PAHs, PCBs, & TCDDs Eff Daily Maximum | TCDD01 | 2000-09-13 | < | 1.42 | pg/L | [5 empty] | 16a
12819 | Delta Diablo Sanitation District | E-001-D PAHs, PCBs, & TCDDs Eff Daily Maximum | TCDD01 | 2001-03-08 | < | 10 | pg/L | [5 empty] | 16a
12820 | Delta Diablo Sanitation District | E-001-D PAHs, PCBs, & TCDDs Eff Daily Maximum | TCDD02 | 2000-09-13 | < | 5.08 | pg/L | [5 empty] | 16b
12821 | Delta Diablo Sanitation District | E-001-D PAHs, PCBs, & TCDDs Eff Daily Maximum | TCDD02 | 2001-03-08 | < | 52 | pg/L | [5 empty] | 16b
12822 | Delta Diablo Sanitation District | E-001-D PAHs, PCBs, & TCDDs Eff Daily Maximum | TCDD03 | 2000-09-13 | < | 2.24 | pg/L | [5 empty] | 16c
12823 | Delta Diablo Sanitation District | E-001-D PAHs, PCBs, & TCDDs Eff Daily Maximum | TCDD03 | 2001-03-08 | < | 52 | pg/L | [5 empty] | 16c
12824 | Delta Diablo Sanitation District | E-001-D PAHs, PCBs, & TCDDs Eff Daily Maximum | TCDD04 | 2000-09-13 | < | 2.68 | pg/L | [5 empty] | 16d
12825 | Delta Diablo Sanitation District | E-001-D PAHs, PCBs, & TCDDs Eff Daily Maximum | TCDD04 | 2001-03-08 | < | 52 | pg/L | [5 empty] | 16d
12826 | Delta Diablo Sanitation District | E-001-D PAHs, PCBs, & TCDDs Eff Daily Maximum | TCDD05 | 2000-09-13 | < | 2.3 | pg/L | [5 empty] | 16e
12827 | Delta Diablo Sanitation District | E-001-D PAHs, PCBs, & TCDDs Eff Daily Maximum | TCDD05 | 2001-03-08 | < | 52 | pg/L | [5 empty] | 16e
12828 | Delta Diablo Sanitation District | E-001-D PAHs, PCBs, & TCDDs Eff Daily Maximum | TCDD06 | 2000-09-13 |  | 6.18 | pg/L | [5 empty] | 16f |  | 6.18 pg/L |  |  | 6.18e-08
12829 | Delta Diablo Sanitation District | E-001-D PAHs, PCBs, & TCDDs Eff Daily Maximum | TCDD06 | 2001-03-08 | < | 52 | pg/L | [5 empty] | 16f
12830 | Delta Diablo Sanitation District | E-001-D PAHs, PCBs, & TCDDs Eff Daily Maximum | TCDD07 | 2000-09-13 |  | 28.6 | pg/L | [5 empty] | 16g |  | 0.00286 pg/L |  |  | 2.86e-09 | 6.466e-08
12831 | Delta Diablo Sanitation District | E-001-D PAHs, PCBs, & TCDDs Eff Daily Maximum | TCDD07 | 2001-03-08 | < | 103 | pg/L | [5 empty] | 16g
12832 | Delta Diablo Sanitation District | E-001-D PAHs, PCBs, & TCDDs Eff Daily Maximum | TCDD08 | 2000-09-13 | < | 1.22 | pg/L | [5 empty] | 16h
12833 | Delta Diablo Sanitation District | E-001-D PAHs, PCBs, & TCDDs Eff Daily Maximum | TCDD08 | 2001-03-08 | < | 10 | pg/L | [5 empty] | 16h
12834 | Delta Diablo Sanitation District | E-001-D PAHs, PCBs, & TCDDs Eff Daily Maximum | TCDD09 | 2000-09-13 | < | 1.59 | pg/L | [5 empty] | 16i
12835 | Delta Diablo Sanitation District | E-001-D PAHs, PCBs, & TCDDs Eff Daily Maximum | TCDD09 | 2001-03-08 | < | 52 | pg/L | [5 empty] | 16i
12836 | Delta Diablo Sanitation District | E-001-D PAHs, PCBs, & TCDDs Eff Daily Maximum | TCDD10 | 2000-09-13 | < | 1.68 | pg/L | [5 empty] | 16j
12837 | Delta Diablo Sanitation District | E-001-D PAHs, PCBs, & TCDDs Eff Daily Maximum | TCDD10 | 2001-03-08 | < | 52 | pg/L | [5 empty] | 16j
12838 | Delta Diablo Sanitation District | E-001-D PAHs, PCBs, & TCDDs Eff Daily Maximum | TCDD11 | 2000-09-13 | < | 1.32 | pg/L | [5 empty] | 16k
12839 | Delta Diablo Sanitation District | E-001-D PAHs, PCBs, & TCDDs Eff Daily Maximum | TCDD11 | 2001-03-08 | < | 52 | pg/L | [5 empty] | 16k
12840 | Delta Diablo Sanitation District | E-001-D PAHs, PCBs, & TCDDs Eff Daily Maximum | TCDD12 | 2000-09-13 | < | 1.21 | pg/L | [5 empty] | 16l
12841 | Delta Diablo Sanitation District | E-001-D PAHs, PCBs, & TCDDs Eff Daily Maximum | TCDD12 | 2001-03-08 | < | 52 | pg/L | [5 empty] | 16l
12842 | Delta Diablo Sanitation District | E-001-D PAHs, PCBs, & TCDDs Eff Daily Maximum | TCDD13 | 2000-09-13 | < | 1.54 | pg/L | [5 empty] | 16m
12843 | Delta Diablo Sanitation District | E-001-D PAHs, PCBs, & TCDDs Eff Daily Maximum | TCDD13 | 2001-03-08 | < | 52 | pg/L | [5 empty] | 16m
12844 | Delta Diablo Sanitation District | E-001-D PAHs, PCBs, & TCDDs Eff Daily Maximum | TCDD14 | 2000-09-13 | < | 1.98 | pg/L | [5 empty] | 16n
12845 | Delta Diablo Sanitation District | E-001-D PAHs, PCBs, & TCDDs Eff Daily Maximum | TCDD14 | 2001-03-08 | < | 52 | pg/L | [5 empty] | 16n
12846 | Delta Diablo Sanitation District | E-001-D PAHs, PCBs, & TCDDs Eff Daily Maximum | TCDD15 | 2000-09-13 | < | 2.31 | pg/L | [5 empty] | 16o
12847 | Delta Diablo Sanitation District | E-001-D PAHs, PCBs, & TCDDs Eff Daily Maximum | TCDD15 | 2001-03-08 | < | 52 | pg/L | [5 empty] | 16o
12848 | Delta Diablo Sanitation District | E-001-D PAHs, PCBs, & TCDDs Eff Daily Maximum | TCDD16 | 2000-09-13 | < | 3.11 | pg/L | [5 empty] | 16p
12849 | Delta Diablo Sanitation District | E-001-D PAHs, PCBs, & TCDDs Eff Daily Maximum | TCDD16 | 2001-03-08 | < | 52 | pg/L | [5 empty] | 16p
12850 | Delta Diablo Sanitation District | E-001-D PAHs, PCBs, & TCDDs Eff Daily Maximum | TCDD17 | 2000-09-13 | < | 7.43 | pg/L | [5 empty] | 16q
12851 | Delta Diablo Sanitation District | E-001-D PAHs, PCBs, & TCDDs Eff Daily Maximum | TCDD17 | 2001-03-08 | < | 103 | pg/L | [5 empty] | 16q
13016 | Delta Diablo Sanitation District | E-001-D PAHs, PCBs, & TCDDs Eff Daily Maximum | TCDD-TEQ | 2000-09-13 | < | 5.48 | pg/L | [5 empty] | 16-TEQ
13018 | Delta Diablo Sanitation District | E-001-D PAHs, PCBs, & TCDDs Eff Daily Maximum | TCDD-TEQ | 2001-03-08 | < | 77 | pg/L | [5 empty] | 16-TEQ
13017 | Delta Diablo Sanitation District | E-001-D PAHs, PCBs, & TCDDs Eff Monthly Average | TCDD-TEQ | 2000-09-30 | < | 5.48 | pg/L | [5 empty] | 16-TEQ
13019 | Delta Diablo Sanitation District | E-001-D PAHs, PCBs, & TCDDs Eff Monthly Average | TCDD-TEQ | 2001-03-31 | < | 77 | pg/L | [5 empty] | 16-TEQ
12789 | Delta Diablo Sanitation District | E-001 Metals, Cyanide, Tributyltin, Total Solids Eff Daily M | Chrom(Ill) | 2003-01-02 | dnq | 1.7 | ug/l | [5 empty] | 5a
12790 | Delta Diablo Sanitation District | E-001 Metals, Cyanide, Tributyltin, Total Solids Eff Daily M | Chrom(Ill) | 2003-02-06 |  | 2.1 | ug/l |  | 1.9 |  |  |  | 5a |  | 2.1
11531 | Delta Diablo Sanitation District | E-001 D Eff Daily Maximum | Cr6 | 2000-01-04 | < | 5 | ug/l | [5 empty] | 5b
11532 | Delta Diablo Sanitation District | E-001 D Eff Daily Maximum | Cr6 | 2000-02-01 | < | 5 | ug/l | [5 empty] | 5b
11533 | Delta Diablo Sanitation District | E-001 D Eff Daily Maximum | Cr6 | 2000-03-08 | < | 5 | ug/l | [5 empty] | 5b
11534 | Delta Diablo Sanitation District | E-001 D Eff Daily Maximum | Cr6 | 2000-04-05 | < | 5 | ug/l | [5 empty] | 5b
11535 | Delta Diablo Sanitation District | E-001 D Eff Daily Maximum | Cr6 | 2000-05-02 | < | 5 | ug/l | [5 empty] | 5b
11536 | Delta Diablo Sanitation District | E-001 D Eff Daily Maximum | Cr6 | 2000-06-06 | < | 1 | ug/l | [5 empty] | 5b
11537 | Delta Diablo Sanitation District | E-001 D Eff Daily Maximum | Cr6 | 2000-08-01 | < | 5 | ug/l | [5 empty] | 5b
11538 | Delta Diablo Sanitation District | E-001 D Eff Daily Maximum | Cr6 | 2000-10-04 | < | 5 | ug/l | [5 empty] | 5b
11539 | Delta Diablo Sanitation District | E-001 D Eff Daily Maximum | Cr6 | 2000-11-01 | < | 5 | ug/l | [5 empty] | 5b
11540 | Delta Diablo Sanitation District | E-001 D Eff Daily Maximum | Cr6 | 2000-12-05 | < | 5 | ug/l | [5 empty] | 5b
11541 | Delta Diablo Sanitation District | E-001 D Eff Daily Maximum | Cr6 | 2001-01-03 | < | 2.8 | ug/l | [5 empty] | 5b
11542 | Delta Diablo Sanitation District | E-001 D Eff Daily Maximum | Cr6 | 2001-02-05 | < | 2 | ug/l | [5 empty] | 5b
11543 | Delta Diablo Sanitation District | E-001 D Eff Daily Maximum | Cr6 | 2001-03-08 | < | 5 | ug/l | [5 empty] | 5b
11544 | Delta Diablo Sanitation District | E-001 D Eff Daily Maximum | Cr6 | 2001-04-03 | < | 2 | ug/l | [5 empty] | 5b
11545 | Delta Diablo Sanitation District | E-001 D Eff Daily Maximum | Cr6 | 2001-05-07 | < | 2 | ug/l | [5 empty] | 5b
11546 | Delta Diablo Sanitation District | E-001 D Eff Daily Maximum | Cr6 | 2001-06-05 | < | 2 | ug/l | [5 empty] | 5b
11547 | Delta Diablo Sanitation District | E-001 D Eff Daily Maximum | Cr6 | 2001-07-02 |  | 0.7 | ug/l | 0.7 |  |  |  |  | 5b
11548 | Delta Diablo Sanitation District | E-001 D Eff Daily Maximum | Cr6 | 2001-08-01 | < | 2 | ug/l | [5 empty] | 5b
11549 | Delta Diablo Sanitation District | E-001 D Eff Daily Maximum | Cr6 | 2001-09-04 | < | 2 | ug/l | [5 empty] | 5b
11550 | Delta Diablo Sanitation District | E-001 D Eff Daily Maximum | Cr6 | 2001-10-02 | < | 2 | ug/l | [5 empty] | 5b
11551 | Delta Diablo Sanitation District | E-001 D Eff Daily Maximum | Cr6 | 2002-01-03 | < | 2 | ug/l | [5 empty] | 5b
11552 | Delta Diablo Sanitation District | E-001 D Eff Daily Maximum | Cr6 | 2002-02-05 | < | 2 | ug/l | [5 empty] | 5b
11553 | Delta Diablo Sanitation District | E-001 D Eff Daily Maximum | Cr6 | 2002-04-10 |  | 2.6 | ug/l | 2.6 |  |  |  |  | 5b
11554 | Delta Diablo Sanitation District | E-001 D Eff Daily Maximum | Cr6 | 2002-07-12 | < | 0.5 | ug/l | [5 empty] | 5b
11555 | Delta Diablo Sanitation District | E-001 D Eff Daily Maximum | Cr6 | 2002-08-07 | < | 2 | ug/l | [5 empty] | 5b
11556 | Delta Diablo Sanitation District | E-001 D Eff Daily Maximum | Cr6 | 2002-09-04 | < | 0.5 | ug/l | [5 empty] | 5b
11557 | Delta Diablo Sanitation District | E-001 D Eff Daily Maximum | Cr6 | 2002-10-02 |  | 2.6 | ug/l | 2.6 |  |  |  |  | 5b
11558 | Delta Diablo Sanitation District | E-001 D Eff Daily Maximum | Cr6 | 2002-11-06 | < | 2 | ug/l | [5 empty] | 5b
11559 | Delta Diablo Sanitation District | E-001 D Eff Daily Maximum | Cr6 | 2002-12-04 |  | 1.5 | ug/l | 1.5 |  |  |  |  | 5b
11560 | Delta Diablo Sanitation District | E-001 D Eff Daily Maximum | Cr6 | 2003-01-02 | dnq | 1.7 | ug/l | 1.7 |  |  |  |  | 5b
11561 | Delta Diablo Sanitation District | E-001 D Eff Daily Maximum | Cr6 | 2003-02-06 |  | 2.1 | ug/l | 2.1 | 1.8667 | 2.6 | 0.7 |  | 5b |  | 2.6
12791 | Delta Diablo Sanitation District | E-001 Metals, Cyanide, Tributyltin, Total Solids Eff Daily M | Cr6 | 2003-01-02 | dnq | 1.7 | ug/l | [5 empty] | 5b
12792 | Delta Diablo Sanitation District | E-001 Metals, Cyanide, Tributyltin, Total Solids Eff Daily M | Cr6 | 2003-02-06 |  | 2.1 | ug/l | [5 empty] | 5b
12814 | Delta Diablo Sanitation District | E-001-D PAHs, PCBs, & TCDDs Eff Daily Maximum | TRIBUTYLTIN | 2000-09-13 | < | 2 | ug/l | [5 empty] | A
12816 | Delta Diablo Sanitation District | E-001-D PAHs, PCBs, & TCDDs Eff Daily Maximum | TRIBUTYLTIN | 2001-03-08 | < | 0.05 | ug/l | [5 empty] | A
12815 | Delta Diablo Sanitation District | E-001-D PAHs, PCBs, & TCDDs Eff Monthly Average | TRIBUTYLTIN | 2000-09-30 | < | 2 | ug/l | [5 empty] | A
12817 | Delta Diablo Sanitation District | E-001-D PAHs, PCBs, & TCDDs Eff Monthly Average | TRIBUTYLTIN | 2001-03-31 | < | 0.05 | ug/l | [5 empty] | A |  |  | < | 0.05
Note on P444: DNQ

## Antimony&Thallium
provided by RWQCB on 4/9/2003
| 2002-03-12 | 2002-09-19
| ug/L | ug/L
Antimony | 0.6 | 0.8
Thallium | <0.03 | <0.03

## Sheet1
| Dibromochloromethane |  | Bromodichloromethane |  | Bromoform
2000-03-15 | < | 0.5 | < | 0.5 | < | 0.5
2000-09-13 | < | 0.5 | < | 0.5 | < | 0.5
2001-03-08 | < | 0.5 | < | 0.5 | < | 0.5
2001-10-14 | < | 0.3 | < | 0.3 | < | 0.3
2002-03-13 | < | 0.5 | < | 0.5 | < | 0.5
2002-09-19 |  | 2.9 |  | 1.1 |  | 17
*For the above three pollutants, there appear to be insufficient data to perform a statistical analysis to determine feasibility
to comply with WQBELs. Therefore, if we compare the MEC (only one detected value of six samples for each pollutant) to
the respective AMELs, it appears that the discharger can comply with the final CTR WQBELs (allowing dilution).
Note on B2: Chlorodibromomethane
Note on E2: dichlorobromomethane