## Criteria
| Is it a RB2 facility (Y/N)? | Y
| Hardness (mg/L CaCO3) | 138 |  |  |  | For Cd, Cr(III), Cu, Pb, Ni, Ag, Zn - not applicable to Se
| pH (s.u.) | 7.8
Note: DO NOT enter any value for the column that is NOT applicable
|  | Lowest (most stringent) Criteria e |  |  |  | Basin Plan Objectives (ug/L)- Regional Board 2 |  | Basin Plan Criteria | [7 empty] | CTR Water Quality Criteria (ug/L)
|  |  | Human Health Criterion | Lowest Chronic Criterion | Lowest Acute Criterion | from Table 4-3 |  | Freshwater (from Table 3-4) |  |  |  | Saltwater (from Table 3-3) |  |  |  | Freshwater |  | Saltwater |  | Human Health for consumption of: |  | Factors for Metals Freshwater Criteria Calculation |  |  |  | Conversion Factor (CF) |  |  |  | Site-Specific Translators |  |  |  |  | Acute |  |  | Chronic
# in CTR | PRIORITY POLLUTANTS |  |  |  |  | Shallow Water | Deep Water (24-hr) | 4-day | 1-hr | 24-hr | Inst. Max | 4-day | 1-hr | 24-hr | Inst. Max | CMC (acute) | CCC (chronic) | CMC (acute) | CCC (chronic) | Water & organisms | Organisms only | ma | ba | mc | bc | freshwater acute criteria | freshwater chronic criteria | saltwater acute criteria | saltwater chronic criteria | Acute | Chronic | Constituent | NSD Translator Study: 0.73 direct, 0.72 TSS correlated. | Unadjusted Criterion | Translator | Adjusted Criterion | Unadjusted Criterion | Translator | Adjusted Criterion
|  | ug/L | ug/L | ug/L | ug/L | ug/L | ug/L | ug/L | ug/L | ug/L | ug/L | ug/L | ug/L | ug/L | ug/L | ug/L | ug/L | ug/L | ug/L | ug/L | ug/L
1 | Antimony | 4300 | 4300 | [17 empty] | 4300 | [10 empty] | Copper | CEP - North Bay | 4.8 | 0.67 | 7.1642 | 3.1 | 0.38 | 8.1579
2 | Arsenic | 36 |  | 36 | 69 |  |  | 190 | 360 |  |  | 36 | 69 |  |  | 340 | 150 | 69 | 36 | [6 empty] | 1 | 1 | 1 | 1 |  |  |  | CEP - SPB01 | 4.8 | 0.86 | 5.5814 | 3.1 | 0.62 | 5
3 | Beryllium | No Criteria | [30 empty] | NSD Translator Study, Direct | 4.8 | 0.73 | 6.5753 | 3.1 | 0.39 | 7.9487
4 | Cadmium | 1.4606 |  | 1.4606 | 5.6403 |  |  | 1.4606 | 5.6403 |  |  | 9.3 | 43 |  |  | 6.4964 | 3.1705 | 42.2535 | 9.3561 |  |  | 1.128 | -3.6867 | 0.7852 | -2.715 | 0.93053 | 0.89553 | 0.994 | 0.994 |  |  |  | NSD Translator Study, TSS Correlated | 4.8 | 0.72 | 6.6667 | 3.1 | 0.45 | 6.8889
5a | Chromium (III) | 269.4602 |  | 269.4602 | 2260.6796 | [10 empty] | 2260.6796 | 269.4602 |  |  |  |  | 0.819 | 3.688 | 0.819 | 1.561 | 0.316 | 0.86
5b | Chromium (VI) or total Cr | 11 |  | 11 | 16 |  |  | 11 | 16 |  |  | 50 | 1100 |  |  | 16.2933 | 11.4345 | 1107.7543 | 50.3525 | [6 empty] | 0.982 | 0.962 | 0.993 | 0.993 |  |  | Nickel | CEP - North Bay | 74 | 0.57 | 129.8246 | 8.2 | 0.27 | 30.3704
6 | Copper | 6.5753 |  | 12.2845 | 6.5753 |  |  | 15.5699 | 24.0097 | [6 empty] | 18.9624 | 12.2845 | 6.5753 | 15.3846 |  |  | 0.9422 | -1.7 | 0.8545 | -1.702 | 0.96 | 0.96 | 0.73 | 0.39 |  |  |  | CEP - SPB01 | 74 | 0.88 | 84.0909 | 8.2 | 0.55 | 14.9091
7 | Lead | 4.7941 |  | 4.7941 | 123.0258 |  |  | 4.7941 | 123.0258 |  |  | 5.6 | 140 |  |  | 123.0258 | 4.7941 | 220.8202 | 8.5174 |  |  | 1.273 | -1.46 | 1.273 | -4.705 | 0.74407 | 0.74407 | 0.951 | 0.951 |  |  |  | NSD Translator Study, Direct | 74 | 0.65 | 113.8462 | 8.2 | 0.27 | 30.3704
8 | Mercury | 0.025 | 0.051 | 0.025 | 2.1 |  |  | 0.025 | 2.4 |  |  | 0.025 | 2.1 | [7 empty] | 0.051 | [11 empty] | NSD Translator Study, TSS Correlated | 74 |  |  | 8.2
9 | Nickel | 26.2963 | 4600 | 26.2963 | 113.8462 |  |  | 207.0492 | 1862.4659 | 56 | 1100 |  |  | 26.2963 | 215.3846 | 616.1292 | 68.5016 | 113.8462 | 44.0741 |  | 4600 | 0.846 | 2.255 | 0.846 | 0.0584 | 0.998 | 0.997 | 0.65 | 0.27
10 | Selenium | 5 |  | 5 | 20 | [10 empty] | 20 | 5 | 20 | 5 | [8 empty] | 0.998 | 0.88
11 | Silver | 2.2353 |  |  | 2.2353 | [5 empty] | 7.063 |  |  |  | 2.3 | 7.063 |  | 2.2353 |  |  |  | 1.72 | -6.52 |  |  | 0.85 |  | 0.85
12 | Thallium | 6.3 | 6.3 | [17 empty] | 6.3
13 | Zinc | 58 |  | 58 | 95.1374 |  |  | 139.2488 | 153.7399 | 58 | 170 |  |  | 58 | 170 | 157.4113 | 157.4113 | 95.1374 | 85.6237 |  |  | 0.8473 | 0.884 | 0.8473 | 0.884 | 0.978 | 0.986 | 0.946 | 0.946
14 | Cyanide | 1 | 220000 | 1 | 1 |  |  | 5.2 | 22 |  |  |  | 5 |  |  | 22 | 5.2 | 1 | 1 |  | 220000
15 | Asbestos | No Criteria
16 | 2,3,7,8-TCDD (Dioxin) | 1.4e-08 | 1.4e-08 | [17 empty] | 1.4e-08
| TCDD TEQ | 1.4e-08 | 1.4e-08 | [17 empty] | 1.4e-08
17 | Acrolein | 780 | 780 | [17 empty] | 780
18 | Acrylonitrile | 0.66 | 0.66 | [17 empty] | 0.66
19 | Benzene | 71 | 71 | [17 empty] | 71
20 | Bromoform | 360 | 360 | [17 empty] | 360
21 | Carbon Tetrachloride | 4.4 | 4.4 | [17 empty] | 4.4
22 | Chlorobenzene | 21000 | 21000 | [17 empty] | 21000
23 | Chlordibromomethane | 34 | 34 | [17 empty] | 34
24 | Chloroethane | No Criteria
25 | 2-Chloroethylvinyl Ether | No Criteria
26 | Chloroform | No Criteria
27 | Dichlorobromomethane | 46 | 46 | [17 empty] | 46
28 | 1,1-Dichloroethane | No Criteria
29 | 1,2-Dichloroethane | 99 | 99 | [17 empty] | 99
30 | 1,1-Dichloroethylene | 3.2 | 3.2 | [17 empty] | 3.2
31 | 1,2-Dichloropropane | 39 | 39 | [17 empty] | 39
32 | 1,3-Dichloropropylene | 1700 | 1700 | [17 empty] | 1700
33 | Ethylbenzene | 29000 | 29000 | [17 empty] | 29000
34 | Methyl Bromide | 4000 | 4000 | [17 empty] | 4000
35 | Methyl Chloride | No Criteria
36 | Methylene Chloride | 1600 | 1600 | [17 empty] | 1600
37 | 1,1,2,2-Tetrachloroethane | 11 | 11 | [17 empty] | 11
38 | Tetrachloroethylene | 8.85 | 8.85 | [17 empty] | 8.85
39 | Toluene | 200000 | 200000 | [17 empty] | 200000
40 | 1,2-Trans-Dichloroethylene | 140000 | 140000 | [17 empty] | 140000
41 | 1,1,1-Trichloroethane | No Criteria
42 | 1,1,2-Trichloroethane | 42 | 42 | [17 empty] | 42
43 | Trichloroethylene | 81 | 81 | [17 empty] | 81
44 | Vinyl Chloride | 525 | 525 | [17 empty] | 525
45 | Chlorophenol | 400 | 400 | [17 empty] | 400
46 | 2,4-Dichlorophenol | 790 | 790 | [17 empty] | 790
47 | 2,4-Dimethylphenol | 2300 | 2300 | [17 empty] | 2300
48 | 2-Methyl-4,6-Dinitrophenol | 765 | 765 | [17 empty] | 765
49 | 2,4-Dinitrophenol | 14000 | 14000 | [17 empty] | 14000
50 | 2-Nitrophenol | No Criteria
51 | 4-Nitrophenol | No Criteria
52 | 3-Methyl-4-Chlorophenol | No Criteria
53 | Pentachlorophenol | 7.9 | 8.2 | 7.9 | 13 | [10 empty] | 19.4919 | 14.9543 | 13 | 7.9 |  | 8.2
54 | Phenol | 4600000 | 4600000 | [17 empty] | 4600000
55 | 2,4,6-Trichlorophenol | 6.5 | 6.5 | [17 empty] | 6.5
56 | Acenaphthene | 2700 | 2700 | [17 empty] | 2700
57 | Acenephthylene | No Criteria
58 | Anthracene | 110000 | 110000 | [17 empty] | 110000
59 | Benzidine | 0.00054 | 0.00054 | [17 empty] | 0.00054
60 | Benzo(a)Anthracene | 0.049 | 0.049 | [17 empty] | 0.049
61 | Benzo(a)Pyrene | 0.049 | 0.049 | [17 empty] | 0.049
62 | Benzo(b)Fluoranthene | 0.049 | 0.049 | [17 empty] | 0.049
63 | Benzo(ghi)Perylene | No Criteria
64 | Benzo(k)Fluoranthene | 0.049 | 0.049 | [17 empty] | 0.049
65 | Bis(2-Chloroethoxy)Methane | No Criteria
66 | Bis(2-Chloroethyl)Ether | 1.4 | 1.4 | [17 empty] | 1.4
67 | Bis(2-Chloroisopropyl)Ether | 170000 | 170000 | [17 empty] | 170000
68 | Bis(2-Ethylhexyl)Phthalate | 5.9 | 5.9 | [17 empty] | 5.9
69 | 4-Bromophenyl Phenyl Ether | No Criteria
70 | Butylbenzyl Phthalate | 5200 | 5200 | [17 empty] | 5200
71 | 2-Chloronaphthalene | 4300 | 4300 | [17 empty] | 4300
72 | 4-Chlorophenyl Phenyl Ether | No Criteria
73 | Chrysene | 0.049 | 0.049 | [17 empty] | 0.049
74 | Dibenzo(a,h)Anthracene | 0.049 | 0.049 | [17 empty] | 0.049
75 | 1,2-Dichlorobenzene | 17000 | 17000 | [17 empty] | 17000
76 | 1,3-Dichlorobenzene | 2600 | 2600 | [17 empty] | 2600
77 | 1,4-Dichlorobenzene | 2600 | 2600 | [17 empty] | 2600
78 | 3,3'-Dichlorobenzidine | 0.077 | 0.077 | [17 empty] | 0.077
79 | Diethyl Phthalate | 120000 | 120000 | [17 empty] | 120000
80 | Dimethyl Phthalate | 2900000 | 2900000 | [17 empty] | 2900000
81 | Di-n-Butyl Phthalate | 12000 | 12000 | [17 empty] | 12000
82 | 2,4-Dinitrotoluene | 9.1 | 9.1 | [17 empty] | 9.1
83 | 2,6-Dinitrotoluene | No Criteria
84 | Di-n-Octyl Phthalate | No Criteria
85 | 1,2-Diphenylhydrazine | 0.54 | 0.54 | [17 empty] | 0.54
86 | Fluoranthene | 370 | 370 | [17 empty] | 370
87 | Fluorene | 14000 | 14000 | [17 empty] | 14000
88 | Hexachlorobenzene | 0.00077 | 0.00077 | [17 empty] | 0.00077
89 | Hexachlorobutadiene | 50 | 50 | [17 empty] | 50
90 | Hexachlorocyclopentadiene | 17000 | 17000 | [17 empty] | 17000
91 | Hexachloroethane | 8.9 | 8.9 | [17 empty] | 8.9
92 | Indeno(1,2,3-cd) Pyrene | 0.049 | 0.049 | [17 empty] | 0.049
93 | Isophorone | 600 | 600 | [17 empty] | 600
94 | naphthalene | No Criteria
95 | Nitrobenzene | 1900 | 1900 | [17 empty] | 1900
96 | N-Nitrosodimethylamine | 8.1 | 8.1 | [17 empty] | 8.1
97 | N-Nitrosodi-n-Propylamine | 1.4 | 1.4 | [17 empty] | 1.4
98 | N-Nitrosodiphenylamine | 16 | 16 | [17 empty] | 16
99 | Phenanthrene | No Criteria
100 | Pyrene | 11000 | 11000 | [17 empty] | 11000
101 | 1,2,4-Trichlorobenzene | No Criteria
102 | Aldrin | 0.00014 | 0.00014 |  | 1.3 | [10 empty] | 3 |  | 1.3 |  |  | 0.00014
103 | alpha-BHC | 0.013 | 0.013 | [17 empty] | 0.013
104 | beta-BHC | 0.046 | 0.046 | [17 empty] | 0.046
105 | gamma-BHC | 0.063 | 0.063 |  | 0.16 | [10 empty] | 0.95 |  | 0.16 |  |  | 0.063
106 | delta-BHC | No Criteria
107 | Chlordane | 0.00059 | 0.00059 | 0.004 | 0.09 | [10 empty] | 2.4 | 0.0043 | 0.09 | 0.004 |  | 0.00059
108 | 4,4-DDT | 0.00059 | 0.00059 | 0.001 | 0.13 | [10 empty] | 1.1 | 0.001 | 0.13 | 0.001 |  | 0.00059
109 | 4,4-DDE | 0.00059 | 0.00059 | [17 empty] | 0.00059
110 | 4,4-DDD | 0.00084 | 0.00084 | [17 empty] | 0.00084
111 | Dieldrin | 0.00014 | 0.00014 | 0.0019 | 0.24 | [10 empty] | 0.24 | 0.056 | 0.71 | 0.0019 |  | 0.00014
112 | alpha-Endosulfan | 0.0087 | 240 | 0.0087 | 0.034 | [10 empty] | 0.22 | 0.056 | 0.034 | 0.0087 |  | 240
113 | beta-Endosulfan | 0.0087 | 240 | 0.0087 | 0.034 | [10 empty] | 0.22 | 0.056 | 0.034 | 0.0087 |  | 240
114 | Endosulfan Sulfate | 240 | 240 | [17 empty] | 240
115 | Endrin | 0.0023 | 0.81 | 0.0023 | 0.037 | [10 empty] | 0.086 | 0.036 | 0.037 | 0.0023 |  | 0.81
116 | Endrin Aldehyde | 0.81 | 0.81 | [17 empty] | 0.81
117 | Heptachlor | 0.00021 | 0.00021 | 0.0036 | 0.053 | [10 empty] | 0.52 | 0.0038 | 0.053 | 0.0036 |  | 0.00021
118 | Heptchlor Epoxide | 0.00011 | 0.00011 | 0.0036 | 0.053 | [10 empty] | 0.52 | 0.0038 | 0.053 | 0.0036 |  | 0.00011
119-125 | PCBs sum (2) | 0.00017 | 0.00017 | 0.014 | [12 empty] | 0.014 |  | 0.03 |  | 0.00017
126 | Toxaphene | 0.0002 | 0.00075 | 0.0002 | 0.21 | [10 empty] | 0.73 | 0.0002 | 0.21 | 0.0002 |  | 0.00075
| Tributyltin | 0.01 |  | 0.01 | [7 empty] | 0.01
| Total PAHs | 15 |  | 15 | [9 empty] | 15
Notes:
(2) | PCBs sum refers to sum of PCB 1016, 1221, 1232, 1242, 1248, 1254, and 1260
Note on B1: RB2: BP criteria selected for As, Cd, Cr, Pb, Hg, Ni, Se, Ag, Zn, and CN - for waters in the region except for South Bay below Dumbarton Bridge.
Note on B11: select BP criteria for RB2 except for So. Bay below Dumbarton Bridge
Note on B13: select BP criteria for RB2 except for So. Bay below Dumbarton Bridge
Note on B15: select BP criteria for RB2 except for So. Bay below Dumbarton Bridge
Note on B17: select BP criteria for RB2 except for So. Bay below Dumbarton Bridge
Note on B18: select BP criteria for RB2 except for So. Bay below Dumbarton Bridge
Note on B19: select BP criteria for RB2 except for So. Bay below Dumbarton Bridge
Note on B21: select BP criteria for RB2 except for So. Bay below Dumbarton Bridge
Note on B23: select BP criteria for RB2 except for So. Bay below Dumbarton Bridge
Note on I13: see footnote 'e' in BP, Table 3-4
Note on I16: see footnote 'g' in BP, Table 3-4
Note on I17: see footnote 'h' in BP, Table 3-4
Note on I18: although 0.012 is desirable, compliance can only be met at 0.025 det. Limit. See BP footnote for details. Table 3-4.
Note on I23: see footnote 'j'in BP, Table 3-4 5/1/02 Formula corrected per BP Amendments 2/1997.
Note on J13: see footnote 'e' in BP, Table 3-4
Note on J16: see footnote 'g' in BP, Table 3-4
Note on J17: see footnote 'h' in BP, Table 3-4
Note on J23: see footnote 'g'in BP, Table 3-4 5/1/02 Formula corrected per BP Amendments 2/1997.
Note on L21: see footnote 'k' in BP, Table 3-4
Note on M132: It is an EPA revised criteria (sw). For details, see email from RB2 (LR).
Note on Q13: used eq in paragraph b(2) - page 31717 of CTR
Note on Q14: used eq in paragraph b(2) - page 31717 of CTR
Note on Q16: used eq in paragraph b(2) - page 31717 of CTR
Note on Q17: used eq in paragraph b(2) - page 31717 of CTR
Note on Q19: used eq in paragraph b(2) - page 31717 of CTR
Note on Q20: see footnote 'p'
Note on Q21: used eq in paragraph b(2) - page 31717 of CTR
Note on Q23: used eq in paragraph b(2) - page 31717 of CTR
Note on Q64: see footnote 'f'
Note on R13: used eq in paragraph b(2) - page 31717 of CTR
Note on R14: used eq in paragraph b(2) - page 31717 of CTR
Note on R16: used eq in paragraph b(2) - page 31717 of CTR
Note on R17: used eq in paragraph b(2) - page 31717 of CTR
Note on R19: used eq in paragraph b(2) - page 31717 of CTR
Note on R23: used eq in paragraph b(2) - page 31717 of CTR
Note on R64: see footnote 'f'
Note on S13: These reflect the values in the CTR, not the revised Cd criteria published in April 2000.
Note on S20: Refer to CTR, footnotes p and q, for explanation. NTR values apply to Suisun Bay, both freshwater and saltwater values.
Note on T20: Refer to CTR, footnotes p and q, for explanation. NTR values apply to Suisun Bay, both freshwater and saltwater values.
Note on W7: Table 1 of paragraph b(2) - page 31717 of CTR
Note on W13: These reflect the values in the CTR, not the revised Cd criteria/factors published in April 2000.
Note on AA7: Table 2 of paragraph b(2) - page 31717 of CTR
Note on AA13: used eq in Table 3 of paragraph (b)(2)- page 31717 of CTR
Note on AA17: used eq in Table 3 of paragraph (b)(2)- page 31717 of CTR
Note on AB13: used eq in Table 3 of paragraph (b)(2)- page 31717 of CTR
Note on AB17: used eq in Table 3 of paragraph (b)(2)- page 31717 of CTR
Note on AC16: Ken Katen: From revised translator data, LWA, 7-19-04.
Note on AC19: Ken Katen: From revised translator data, LWA, 7-19-04.
Note on AD16: Ken Katen: From revised translator data, LWA, 7-19-04.
Note on AD19: Ken Katen: From revised translator data, LWA, 7-19-04.

## data input for RPA
Green highlight checks for input inconsistency (see "input check" spreadsheet for logic)
Yellow highlights are user input
|  | EFFLUENT DATA |  |  |  |  | BACKGROUND DATA (B)
CTR No. | Constituent name | Effluent Data Available (Y/N)? | Are all data points non-detects (Y/N)? | If all data points ND Enter the min detection limit (MDL) (ug/L) | Enter the pollutant effluent detected max conc (ug/L) |  | B Available (Y/N)? | Are all B non-detects (Y/N)? | If all data points ND Enter the min detection limit (MDL) (ug/L) |  |  | 7) Review other information in the SIP page 4. If information is unavailable or insufficient: 8) the RWQCB shall establish interim monitoring requirements.
[6 empty] | Input Check |  |  |  | Enter the Detected Maximum Background Conc | Input Check
1 | Antimony |  |  |  |  | Check input | N
2 | Arsenic | Y |  |  | 4 | Check input | Y | N |  | 4.6 |  |  | Total
3 | Beryllium |  |  |  |  | Check input | N |  |  |  |  | No Criteria
4 | Cadmium | Y |  |  | 0.2 | Check input | Y | N |  | 0.235 |  |  | Total
5a | Chromium (III) |  |  |  |  | Check input | Y | N |  | 40.7 |  |  | Total
5b | Chromium (VI) | Y |  |  | 5 | Check input | N | [5 empty] | Can be met as total Cr.
6 | Copper | Y |  |  | 16.34 | Check input | Y | N |  | 14.3 |  |  | Total
7 | Lead | Y |  |  | 3 | Check input | Y | N |  | 6.46 |  |  | Total
8 | Mercury | Y |  |  | 0.0462 | Check input | Y | N |  | 0.0881 |  |  | Total
9 | Nickel | Y |  |  | 6.4858 | Check input | Y | N |  | 30 |  |  | Total
10 | Selenium | Y |  |  | 1 | Check input | Y | N |  | 0.33 |  |  | Total
11 | Silver | Y |  |  | 1.55 | Check input | Y | N |  | 0.059 |  |  | Total
12 | Thallium |  |  |  |  | Check input | N | [5 empty] | Total
13 | Zinc | Y |  |  | 56 | Check input | Y | N |  | 35 |  |  | Total
14 | Cyanide | Y |  |  | 7.317 | Check input | N | [5 empty] | Total
15 | Asbestos |  |  |  |  | Check input | N |  |  |  |  | No Criteria
16 | 2,3,7,8 TCDD |  |  |  |  | Check input | N
17 | Acrolein | Y | Y | 1 |  |  | N
18 | Acrylonitrile | Y | Y | 1 |  |  | N
19 | Benzene | Y | Y | 0.27 |  |  | N
20 | Bromoform | Y |  |  | 0.4754 | Check input | N
21 | Carbon Tetrachloride | Y | Y | 0.42 |  |  | N
22 | Chlorobenzene | Y | Y | 0.19 |  |  | N
23 | Chlorodibromomethane | Y |  |  | 5.1187 | Check input | N
24 | Chloroethane | Y | y | 0.34 |  |  | N |  |  |  |  | No Criteria
25 | 2-Chloroethylvinyl ether | Y | Y | 0.31 |  |  | N |  |  |  |  | No Criteria
26 | Chloroform | Y |  |  | 31.9643 | Check input | N |  |  |  |  | No Criteria
27 | Dichlorobromomethane | Y |  |  | 16.785 | Check input | N
28 | 1,1-Dichloroethane | Y | Y | 0.28 |  |  | N |  |  |  |  | No Criteria
29 | 1,2-Dichloroethane | Y | Y | 4.25 |  |  | N
30 | 1,1-Dichloroethylene | Y | Y | 0.37 |  |  | N
31 | 1,2-Dichloropropane | Y | Y | 0.2 |  |  | N
32 | 1,3-Dichloropropylene | Y | Y | 0.2 |  |  | N
33 | Ethylbenzene | Y | Y | 0.3 |  |  | N
34 | Methyl Bromide | Y | Y | 0.42 |  |  | N
35 | Methyl Chloride | Y | Y | 0.36 |  |  | N |  |  |  |  | No Criteria
36 | Methylene Chloride | Y | Y | 0.38 |  |  | N
37 | 1,1,2,2-Tetrachloroethane | Y | Y | 0.3 |  |  | N
38 | Tetrachloroethylene | Y | Y | 0.32 |  |  | N
39 | Toluene | Y |  |  | 1.2789 | Check input | N
40 | 1,2-Trans-Dichloroethylene | Y | Y | 0.3 |  |  | N
41 | 1,1,1-Trichloroethane | Y | Y | 0.35 |  |  | N |  |  |  |  | No Criteria
42 | 1,1,2-Trichloroethane | Y | Y | 0.27 |  |  | N
43 | Trichloroethylene | Y | Y | 0.29 |  |  | N
44 | Vinyl Chloride | Y | Y | 0.34 |  |  | N
45 | 2-Chlorophenol |  |  |  |  | Check input | N
46 | 2,4-Dichlorophenol |  |  |  |  | Check input | N
47 | 2,4-Dimethylphenol |  |  |  |  | Check input | N
48 | 2-Methyl- 4,6-Dinitrophenol |  |  |  |  | Check input | N
49 | 2,4-Dinitrophenol |  |  |  |  | Check input | N
50 | 2-Nitrophenol |  |  |  |  | Check input | N |  |  |  |  | No Criteria
51 | 4-Nitrophenol |  |  |  |  | Check input | N |  |  |  |  | No Criteria
52 | 3-Methyl 4-Chlorophenol |  |  |  |  | Check input | N |  |  |  |  | No Criteria
53 | Pentachlorophenol | Y | Y | 0.4 |  |  | N
54 | Phenol |  |  |  |  | Check input | N
55 | 2,4,6-Trichlorophenol | Y | Y | 0.2 |  |  | N
56 | Acenaphthene | Y | Y | 0.17 |  |  | Y | N |  | 0.007
57 | Acenaphthylene | Y | Y | 0.03 |  |  | Y | N |  | 0.0004 |  | No Criteria
58 | Anthracene | Y | Y | 0.03 |  |  | Y | N |  | 2e-05
59 | Benzidine |  |  |  |  | Check input | N
60 | Benzo(a)Anthracene | Y | Y | 0.12 |  |  | Y | N |  | 0.00033
61 | Benzo(a)Pyrene | Y | Y | 0.09 |  |  | Y | N |  | 0.00032
62 | Benzo(b)Fluoranthene | Y | Y | 0.11 |  |  | Y | N |  | 0.00053
63 | Benzo(ghi)Perylene | Y | Y | 0.06 |  |  | Y | N |  | 0.000864 |  | No Criteria
64 | Benzo(k)Fluoranthene | Y | Y | 0.16 |  |  | Y | N |  | 0.000326
65 | Bis(2-Chloroethoxy)Methane |  |  |  |  | Check input | N |  |  |  |  | No Criteria
66 | Bis(2-Chloroethyl)Ether |  |  |  |  | Check input | N
67 | Bis(2-Chloroisopropyl)Ether |  |  |  |  | Check input | N
68 | Bis(2-Ethylhexyl)Phthalate |  |  |  |  | Check input | N
69 | 4-Bromophenyl Phenyl Ether |  |  |  |  | Check input | N |  |  |  |  | No Criteria
70 | Butylbenzyl Phthalate |  |  |  |  | Check input | N
71 | 2-Chloronaphthalene |  |  |  |  | Check input | N
72 | 4-Chlorophenyl Phenyl Ether |  |  |  |  | Check input | N |  |  |  |  | No Criteria
73 | Chrysene | Y | Y | 0.14 |  |  | Y | N |  | 0.00043
74 | Dibenzo(a,h)Anthracene | Y | Y | 0.04 |  |  | Y | N |  | 3.2e-05
75 | 1,2-Dichlorobenzene | Y | Y | 0.12 |  |  | N
76 | 1,3-Dichlorobenzene | Y | Y | 0.16 |  |  | N
77 | 1,4-Dichlorobenzene | Y | Y | 0.12 |  |  | N
78 | 3,3 Dichlorobenzidine |  |  |  |  | Check input | N
79 | Diethyl Phthalate |  |  |  |  | Check input | N
80 | Dimethyl Phthalate |  |  |  |  | Check input | N
81 | Di-n-Butyl Phthalate |  |  |  |  | Check input | N
82 | 2,4-Dinitrotoluene |  |  |  |  | Check input | N
83 | 2,6-Dinitrotoluene |  |  |  |  | Check input | N |  |  |  |  | No Criteria
84 | Di-n-Octyl Phthalate |  |  |  |  | Check input | N |  |  |  |  | No Criteria
85 | 1,2-Diphenylhydrazine |  |  |  |  | Check input | N
86 | Fluoranthene | Y | Y | 0.03 |  |  | Y | N |  | 0.002
87 | Fluorene | Y | Y | 0.02 |  |  | Y | N |  | 0.01
88 | Hexachlorobenzene | Y | Y | 0.4 |  |  | Y | N |  | 7.3e-05
89 | Hexachlorobutadiene |  |  |  |  | Check input | N
90 | Hexachlorocyclopentadiene |  |  |  |  | Check input | N
91 | Hexachloroethane |  |  |  |  | Check input | N
92 | Indeno(1,2,3-cd)Pyrene | Y | Y | 0.04 |  |  | Y | N |  | 0.000473
93 | Isophorone |  |  |  |  | Check input | N
94 | Naphthalene | Y | Y | 0.05 |  |  | Y |  |  | 0.0012 | Check input | No Criteria
95 | Nitrobenzene |  |  |  |  | Check input | N
96 | N-Nitrosodimethylamine |  |  |  |  | Check input | N
97 | N-Nitrosodi-n-Propylamine |  |  |  |  | Check input | N
98 | N-Nitrosodiphenylamine |  |  |  |  | Check input | N
99 | Phenanthrene | Y | Y | 0.03 |  |  | Y |  |  | 0.0014 | Check input | No Criteria
100 | Pyrene | Y | Y | 0.03 |  |  | Y | N |  | 0.0016
101 | 1,2,4-Trichlorobenzene |  |  |  |  | Check input | N |  |  |  |  | No Criteria
102 | Aldrin | Y | Y | 0.03 |  |  | N
103 | alpha-BHC | Y | Y | 0.03 |  |  | N
104 | beta-BHC | Y | Y | 0.001 |  |  | N
105 | gamma-BHC | Y | Y | 0.001 |  |  | N
106 | delta-BHC | Y | Y | 0.001 |  |  | N |  |  |  |  | No Criteria
107 | Chlordane | Y | Y | 0.005 |  |  | Y | N |  | 0.000344
108 | 4,4'-DDT | Y | Y | 0.001 |  |  | Y | N |  | 0.000416
109 | 4,4'-DDE (linked to DDT) | Y | Y | 0.001 |  |  | Y | N |  | 0.001159
110 | 4,4'-DDD | Y | Y | 0.001 |  |  | Y | N |  | 0.001159
111 | Dieldrin | Y | Y | 0.002 |  |  | Y | N |  | 0.000237
112 | alpha-Endosulfan | Y | Y | 0.002 |  |  | Y | N |  | 1.7e-05
113 | beta-Endolsulfan | Y | Y | 0.001 |  |  | Y | N |  | 5.9e-05
114 | Endosulfan Sulfate | Y | Y | 0.001 |  |  | Y | N |  | 0.0001433
115 | Endrin | Y | Y | 0.002 |  |  | Y | N |  | 7.3e-05
116 | Endrin Aldehyde | Y | Y | 0.002 |  |  | N
117 | Heptachlor | Y | Y | 0.003 |  |  | Y |  |  | 1.7e-05 | Check input
118 | Heptachlor Epoxide | Y | Y | 0.002 |  |  | Y |  |  | 0.000121 | Check input
119-125 | PCBs sum | Y | Y | 0.03 |  |  | N
126 | Toxaphene | Y | Y | 0.2 |  |  | Y | Y | Unk
| Tributylin |  |  |  |  | Check input | N
| Total PAHs | Y | Y |  | 0 | Check input | Y | N |  | 0.008
| Chlorpyrifos |  | y | 0.04 |  |  | Y |  |  | 0.000734
| Diazinon |  | y | 0.04
Note on D6: Enter data if it is an "Y" in the 1st column to the left
Note on E6: Enter data only if there is an 'Y' in 1st column to the left
Note on E127: Ken Katen: Based on Aroclor
Note on F6: Enter data only if there is 'N' in 2nd column to the left and 'Y' in 3rd column to the left
Note on F28: Ken Katen: Based on 4/1/03, Ignacio ND, Novato 3.91.
Note on F31: Ken Katen: Based on 4/1/03, Ignacio ND, Novato 7.3.
Note on J6: Enter data if it is an "Y" in the 1st column to the left
Note on K6: Enter data only if there is an 'Y' in 1st column to the left
Note on L7: Ken Katen: Taken from 1993-2001 RMP data as downloaded from SFEI. See worksheet in folder.

## CV Calculator
Constituent | Chromium (VI) | Copper | Lead | Mercury | Nickel | Zinc | Cyanide
| 0.7343 | 6.2804 | 0.2607 | 0.0111 | 2.2691 | 23.1032 | 2.2
| 1.017 | 6.9931 | 0.3203 | 0.0114 | 2.4 | 24.407 | 3
| 1.2011 | 7.0021 | 0.3218 | 0.0124 | 2.493 | 25.0467 | 3
| 1.2522 | 730385 | 0.3234 | 0.0137 | 2.469 | 25.6111 | 3
| 1.2729 | 7.6641 | 0.3441 | 0.0159 | 2.469 | 25.9466 | 3
| 1.3984 | 8.6775 | 0.3987 | 0.0141 | 2.5 | 26.0717 | 3
| 1.6407 | 8.7904 | 0.4516 | 0.0162 | 2.5274 | 30.6935 | 4
| 2.0064 | 9.3667 | 0.4745 | 0.017 | 3.3429 | 31.4395 | 4.903
| 5 | 9.5581 | 0.5171 | 0.0173 | 3.9478 | 31.6804 | 5
| 5 | 9.5848 | 0.6379 | 0.0177 | 3.9858 | 31.9695 | 5
| 5 | 10.009 | 2 | 0.0198 | 4 | 32.4584 | 6
| 5 | 10.412 | 3 | 0.0228 | 4.1669 | 60 | 7.317
|  | 11.5936 | 3 | 0.0258 | 4.2729
|  | 12.095 | 3 | 0.0272 | 4.4896
|  | 12.7652 | 3 | 0.0435 | 4.961
|  | 13.6262 |  | 0.0462 | 5
|  | 13.8614 |  |  | 5
|  | 14.458 |  |  | 5
|  | 16.345 |  |  | 5
5
2523
5.5611
5.6877
5.7066
5.876
6.1098
6.3961
6.4858
Average | 2.5436 | 38451.2675 | 1.2033 | 0.020756 | 94.2899 | 30.7023 | 4.1183
StDev | 1.84 | 167559.4009 | 1.1964 | 0.010523 | 475.9843 | 9.8345 | 1.5342
Constituent | [27 empty] | Max | Min | Number of NDs | Min DL | Average | StDev
Chromium (VI) | 0.7343 | 1.017 | 1.2011 | 1.2522 | 1.2729 | 1.3984 | 1.6407 | 2.0064 | 5 | 5 | 5 | 5 | [15 empty] | 5 | 0.7343 |  |  | 2.5436 | 1.84 | 1.84
Copper | 6.2804 | 6.9931 | 7.0021 | 7.0385 | 7.6641 | 8.6775 | 8.7904 | 9.3667 | 9.5581 | 9.5848 | 10.009 | 10.412 | 11.5936 | 12.095 | 12.7652 | 13.6262 | 13.8614 | 14.458 | 16.345 | [8 empty] | 16.345 | 6.2804 |  |  | 10.3222 | 2.8967
Lead | 0.2607 | 0.3203 | 0.3218 | 0.3234 | 0.3441 | 0.3987 | 0.4516 | 0.4745 | 0.5171 | 0.6379 | 2 | 3 | 3 | 3 | 3 | [12 empty] | 3 | 0.2607 |  |  | 1.2033 | 1.1964
Mercury | 0.0111 | 0.0114 | 0.0124 | 0.0137 | 0.0159 | 0.0141 | 0.0162 | 0.017 | 0.0173 | 0.0177 | 0.0198 | 0.0228 | 0.0258 | 0.0272 | 0.0435 | 0.0462 | [11 empty] | 0.0462 | 0.0111 |  |  | 0.020756 | 0.010523
Nickel | 2.2691 | 2.4 | 2.493 | 2.469 | 2.469 | 2.5 | 2.5274 | 3.3429 | 3.9478 | 3.9858 | 4 | 4.1669 | 4.2729 | 4.4896 | 4.961 | 5 | 5 | 5 | 5 | 5.2523 | 5.5611 | 5.6877 | 5.7066 | 5.876 | 6.1098 | 6.3961 | 6.4858 | 6.4858 | 2.2691 |  |  | 4.347 | 1.3734
Zinc | 23.1032 | 24.407 | 25.0467 | 25.6111 | 25.9466 | 26.0717 | 30.6935 | 31.4395 | 31.6804 | 31.9695 | 32.4584 | 60 | [15 empty] | 60 | 23.1032 |  |  | 30.7023 | 9.8345
Cyanide | 2.2 | 3 | 3 | 3 | 3 | 3 | 4 | 4.903 | 5 | 5 | 6 | 7.317 | [15 empty] | 7.317 | 2.2 |  |  | 4.1183 | 1.5342

## RPA
Beginning |  |  | Step 2 | Step 3 |  |  |  |  | Step 4 |  | Step 2 | Step 3 |  | Step 4. | Step 5. | Step 6. | Step 7 & 8. | Combined Effluent Final Result, Flow Weighted Averages
| Constituent name | C (mg/L) | Effluent Data Available? | Are all data points non-detects? | Minimum MDL (ug/L) if all data ND. | Enter the pollutant effluent detected max conc (ug/L) | If all data points are ND and MinDL>C, interim monitoring is required | Maximum Pollutant Concentration (MEC) (ug/L) | MEC vs. C |  | Background Data Available? | Are all B data points non-detects? | If all data points ND Enter the min detection limit (MDL) (ug/L) | Enter the pollutant B detected max conc (ug/L) | If all B is ND, is MDL>C? (If Y, Go To Step 7) | B vs. C | 7) Review other information in the SIP page 4. Y if other information indicates limits are required. If information is unavailable or insufficient: 8) the RWQCB shall establish interim monitoring requirements. | [6 empty] | Constituent name | C (mg/L)
|  | Lowest (most stringent) Criteria (Enter "No Criteria" for no criteria) | [5 empty] | (MEC= deteted max value; if all ND & MDL<C then MEC = MDL) | Y if If MEC >= C, effluent limitation is required; 2. If MEC<C, go to Step 5 | [6 empty] | If B>C, effluent limitation is required |  | RPA Result | Reason | Daily Max, ug/l | Monthly Average, ug/l |  | CTR # | Constituent name | Lowest (most stringent) Criteria (Enter "No Criteria" for no criteria) | RPA Result | Reason
A | B | C | D | E | F | G | H | I | J | K | L | M | N | O | P | Q | r | S | T |  |  |  | 1 | Antimony | 4300 |  | Ud-No Effluent Data
A: 1; B: Antimony; Lowest (most stringent) Criteria (Enter "No Criteria" for no criteria) C: 4300; Lowest (most stringent) Criteria (Enter "No Criteria" for no criteria) H: No Effluent Data; If B>C, effluent limitation is required Q: No detected value of B, Step 7; Reason T: Ud, No effluent data, no background data |  |  |  | 2 | Arsenic b | 36
A: 2; B: Arsenic b; Lowest (most stringent) Criteria (Enter "No Criteria" for no criteria) C: 36; Lowest (most stringent) Criteria (Enter "No Criteria" for no criteria) D: Y; Lowest (most stringent) Criteria (Enter "No Criteria" for no criteria) G: 4; (MEC= deteted max value; if all ND & MDL<C then MEC = MDL) I: 4; Y if If MEC >= C, effluent limitation is required; 2. If MEC<C, go to Step 5 J: MEC<C, go to Step 5; Y if If MEC >= C, effluent limitation is required; 2. If MEC<C, go to Step 5 L: Y; Y if If MEC >= C, effluent limitation is required; 2. If MEC<C, go to Step 5 O: 4.6; If B>C, effluent limitation is required Q: B<C, Step 7 |  |  |  | 3 | Beryllium | No Criteria |  | Uo - No Criteria
A: 3; B: Beryllium; Lowest (most stringent) Criteria (Enter "No Criteria" for no criteria) C: No Criteria; Lowest (most stringent) Criteria (Enter "No Criteria" for no criteria) H: No Criteria; Y if If MEC >= C, effluent limitation is required; 2. If MEC<C, go to Step 5 J: No Criteria; If B>C, effluent limitation is required Q: No Criteria; If B>C, effluent limitation is required r: No Criteria; Reason T: Uo - No Criteria |  |  |  | 4 | Cadmium b | 1.4606
A: 4; B: Cadmium b; Lowest (most stringent) Criteria (Enter "No Criteria" for no criteria) C: 1.4606; Lowest (most stringent) Criteria (Enter "No Criteria" for no criteria) D: Y; Lowest (most stringent) Criteria (Enter "No Criteria" for no criteria) G: 0.2; (MEC= deteted max value; if all ND & MDL<C then MEC = MDL) I: 0.2; Y if If MEC >= C, effluent limitation is required; 2. If MEC<C, go to Step 5 J: MEC<C, go to Step 5; Y if If MEC >= C, effluent limitation is required; 2. If MEC<C, go to Step 5 L: Y; Y if If MEC >= C, effluent limitation is required; 2. If MEC<C, go to Step 5 O: 0.235; If B>C, effluent limitation is required Q: B<C, Step 7 |  |  |  | 5a | Chromium (III) | 269.4602
A: 5a; B: Chromium (III); Lowest (most stringent) Criteria (Enter "No Criteria" for no criteria) C: 269.4602; Lowest (most stringent) Criteria (Enter "No Criteria" for no criteria) H: No Effluent Data; Y if If MEC >= C, effluent limitation is required; 2. If MEC<C, go to Step 5 L: Y; Y if If MEC >= C, effluent limitation is required; 2. If MEC<C, go to Step 5 O: 40.7; If B>C, effluent limitation is required Q: B<C, Step 7; Reason T: Ud-No Effluent Data |  |  |  | 5b | Chromium (VI) b | 11 |  | Ud, No effluent data, no background data
A: 5b; B: Chromium (VI) b; Lowest (most stringent) Criteria (Enter "No Criteria" for no criteria) C: 11; Lowest (most stringent) Criteria (Enter "No Criteria" for no criteria) D: Y; Lowest (most stringent) Criteria (Enter "No Criteria" for no criteria) G: 5; (MEC= deteted max value; if all ND & MDL<C then MEC = MDL) I: 5; Y if If MEC >= C, effluent limitation is required; 2. If MEC<C, go to Step 5 J: MEC<C, go to Step 5; If B>C, effluent limitation is required Q: No detected value of B, Step 7 |  |  |  | 6 | Copper c | 6.5753 | Y
6 | Copper c | 6.5753 | Y |  |  | 16.34 |  | 16.34 | Y |  | Y |  |  | 14.3 |  | Y |  | Y | MEC => C [16.340 ug/l vs 6.575 ug/l ] | 6.5753 | 4.4851 | Translator from LCB 01 Geometric mean and 90th percentiles. | 7 | Lead b | 4.7941 | Y
7 | Lead b | 4.7941 | Y |  |  | 3 |  | 3 | MEC<C, go to Step 5 |  | Y |  |  | 6.46 |  | Y |  | Y | B > C [6.460 ug/l vs 4.794ug/l] | 8.7539 | 3.4812 |  | 8 | Mercury (303d listed) b | 0.025 | Y
8 | Mercury (303d listed) b | 0.025 | Y |  |  | 0.0462 |  | 0.0462 | Y |  | Y |  |  | 0.0881 |  | Y |  | Y | MEC => C [0.046 ug/l vs 0.025 ug/l ] | 0.03916 | 0.021093 |  | 9 | Nickel b | 26.2963 | Y
9 | Nickel b | 26.2963 | Y |  |  | 6.4858 |  | 6.4858 | MEC<C, go to Step 5 |  | Y |  |  | 30 |  | Y |  | Y | B > C [30.000 ug/l vs 26.296ug/l] | 36.1062 | 23.63 | Translator from LCB 01 Geometric mean and 90th percentiles. | 10 | Selenium (303d listed) b | 5
A: 10; B: Selenium (303d listed) b; Lowest (most stringent) Criteria (Enter "No Criteria" for no criteria) C: 5; Lowest (most stringent) Criteria (Enter "No Criteria" for no criteria) D: Y; Lowest (most stringent) Criteria (Enter "No Criteria" for no criteria) G: 1; (MEC= deteted max value; if all ND & MDL<C then MEC = MDL) I: 1; Y if If MEC >= C, effluent limitation is required; 2. If MEC<C, go to Step 5 J: MEC<C, go to Step 5; Y if If MEC >= C, effluent limitation is required; 2. If MEC<C, go to Step 5 L: Y; Y if If MEC >= C, effluent limitation is required; 2. If MEC<C, go to Step 5 O: 0.33; If B>C, effluent limitation is required Q: B<C, Step 7 |  |  |  | 11 | Silver b | 2.2353
A: 11; B: Silver b; Lowest (most stringent) Criteria (Enter "No Criteria" for no criteria) C: 2.2353; Lowest (most stringent) Criteria (Enter "No Criteria" for no criteria) D: Y; Lowest (most stringent) Criteria (Enter "No Criteria" for no criteria) G: 1.55; (MEC= deteted max value; if all ND & MDL<C then MEC = MDL) I: 1.55; Y if If MEC >= C, effluent limitation is required; 2. If MEC<C, go to Step 5 J: MEC<C, go to Step 5; Y if If MEC >= C, effluent limitation is required; 2. If MEC<C, go to Step 5 L: Y; Y if If MEC >= C, effluent limitation is required; 2. If MEC<C, go to Step 5 O: 0.059; If B>C, effluent limitation is required Q: B<C, Step 7 |  |  |  | 12 | Thallium | 6.3 |  | Ud-No Effluent Data
A: 12; B: Thallium; Lowest (most stringent) Criteria (Enter "No Criteria" for no criteria) C: 6.3; Lowest (most stringent) Criteria (Enter "No Criteria" for no criteria) H: No Effluent Data; If B>C, effluent limitation is required Q: No detected value of B, Step 7; Reason T: Ud, No effluent data, no background data |  |  |  | 13 | Zinc b | 58
A: 13; B: Zinc b; Lowest (most stringent) Criteria (Enter "No Criteria" for no criteria) C: 58; Lowest (most stringent) Criteria (Enter "No Criteria" for no criteria) D: Y; Lowest (most stringent) Criteria (Enter "No Criteria" for no criteria) G: 56; (MEC= deteted max value; if all ND & MDL<C then MEC = MDL) I: 56; Y if If MEC >= C, effluent limitation is required; 2. If MEC<C, go to Step 5 J: MEC<C, go to Step 5; Y if If MEC >= C, effluent limitation is required; 2. If MEC<C, go to Step 5 L: Y; Y if If MEC >= C, effluent limitation is required; 2. If MEC<C, go to Step 5 O: 35; If B>C, effluent limitation is required Q: B<C, Step 7 |  |  |  | 14 | Cyanide b | 1 | Y | Ud-No Effluent Data
A: 14; B: Cyanide b; Lowest (most stringent) Criteria (Enter "No Criteria" for no criteria) C: 1; Lowest (most stringent) Criteria (Enter "No Criteria" for no criteria) D: Y; Lowest (most stringent) Criteria (Enter "No Criteria" for no criteria) G: 7.317; (MEC= deteted max value; if all ND & MDL<C then MEC = MDL) I: 7.317; Y if If MEC >= C, effluent limitation is required; 2. If MEC<C, go to Step 5 J: Y; If B>C, effluent limitation is required Q: No detected value of B, Step 7; RPA Result S: Y; Reason T: MEC => C [7.317 ug/l vs 1.000 ug/l ] | 1 | 0.61461 |  | 15 | Asbestos | No Criteria |  | Uo - No Criteria
A: 15; B: Asbestos; Lowest (most stringent) Criteria (Enter "No Criteria" for no criteria) C: No Criteria; Lowest (most stringent) Criteria (Enter "No Criteria" for no criteria) H: No Criteria; Y if If MEC >= C, effluent limitation is required; 2. If MEC<C, go to Step 5 J: No Criteria; If B>C, effluent limitation is required Q: No Criteria; If B>C, effluent limitation is required r: No Criteria; Reason T: Uo - No Criteria |  |  |  | 16 | 2,3,7,8 TCDD (303d listed) | 1.4e-08 | Y | MEC => C [No detected value of B, Step 7 ug/l vs 0.000 ug/l ]
A: 16; B: 2,3,7,8 TCDD (303d listed); Lowest (most stringent) Criteria (Enter "No Criteria" for no criteria) C: 1.4e-08; Lowest (most stringent) Criteria (Enter "No Criteria" for no criteria) H: No Effluent Data; If B>C, effluent limitation is required Q: No detected value of B, Step 7; If B>C, effluent limitation is required r: Y; RPA Result S: Y; Reason T: RP by Trigger III and Staff BPJ | No Acute | No Chronic |  | 17 | Acrolein | 780 |  | Ud, No effluent data, no background data
A: 17; B: Acrolein; Lowest (most stringent) Criteria (Enter "No Criteria" for no criteria) C: 780; Lowest (most stringent) Criteria (Enter "No Criteria" for no criteria) D: Y; Lowest (most stringent) Criteria (Enter "No Criteria" for no criteria) E: Y; Lowest (most stringent) Criteria (Enter "No Criteria" for no criteria) F: 1; Lowest (most stringent) Criteria (Enter "No Criteria" for no criteria) H: MDL<=C, MDL=MEC; (MEC= deteted max value; if all ND & MDL<C then MEC = MDL) I: 1; Y if If MEC >= C, effluent limitation is required; 2. If MEC<C, go to Step 5 J: MEC<C, go to Step 5; If B>C, effluent limitation is required Q: No detected value of B, Step 7 |  |  |  | 18 | Acrylonitrile | 0.66 |  | Ud-No Effluent Data
A: 18; B: Acrylonitrile; Lowest (most stringent) Criteria (Enter "No Criteria" for no criteria) C: 0.66; Lowest (most stringent) Criteria (Enter "No Criteria" for no criteria) D: Y; Lowest (most stringent) Criteria (Enter "No Criteria" for no criteria) E: Y; Lowest (most stringent) Criteria (Enter "No Criteria" for no criteria) F: 1; Lowest (most stringent) Criteria (Enter "No Criteria" for no criteria) H: MDL > C, Interim Monitor, Go To Step 5; If B>C, effluent limitation is required Q: No detected value of B, Step 7; Reason T: Effluent MDL > C, Interim Monitor |  |  |  | 19 | Benzene | 71 |  | Ud, No effluent data, no background data
A: 19; B: Benzene; Lowest (most stringent) Criteria (Enter "No Criteria" for no criteria) C: 71; Lowest (most stringent) Criteria (Enter "No Criteria" for no criteria) D: Y; Lowest (most stringent) Criteria (Enter "No Criteria" for no criteria) E: Y; Lowest (most stringent) Criteria (Enter "No Criteria" for no criteria) F: 0.27; Lowest (most stringent) Criteria (Enter "No Criteria" for no criteria) H: MDL<=C, MDL=MEC; (MEC= deteted max value; if all ND & MDL<C then MEC = MDL) I: 0.27; Y if If MEC >= C, effluent limitation is required; 2. If MEC<C, go to Step 5 J: MEC<C, go to Step 5; If B>C, effluent limitation is required Q: No detected value of B, Step 7 |  |  |  | 20 | Bromoform | 360 |  | Ud, No effluent data, no background data
A: 20; B: Bromoform; Lowest (most stringent) Criteria (Enter "No Criteria" for no criteria) C: 360; Lowest (most stringent) Criteria (Enter "No Criteria" for no criteria) D: Y; Lowest (most stringent) Criteria (Enter "No Criteria" for no criteria) G: 0.4754; (MEC= deteted max value; if all ND & MDL<C then MEC = MDL) I: 0.4754; Y if If MEC >= C, effluent limitation is required; 2. If MEC<C, go to Step 5 J: MEC<C, go to Step 5; If B>C, effluent limitation is required Q: No detected value of B, Step 7 |  |  |  | 21 | Carbon Tetrachloride | 4.4 |  | Ud, No effluent data, no background data
A: 21; B: Carbon Tetrachloride; Lowest (most stringent) Criteria (Enter "No Criteria" for no criteria) C: 4.4; Lowest (most stringent) Criteria (Enter "No Criteria" for no criteria) D: Y; Lowest (most stringent) Criteria (Enter "No Criteria" for no criteria) E: Y; Lowest (most stringent) Criteria (Enter "No Criteria" for no criteria) F: 0.42; Lowest (most stringent) Criteria (Enter "No Criteria" for no criteria) H: MDL<=C, MDL=MEC; (MEC= deteted max value; if all ND & MDL<C then MEC = MDL) I: 0.42; Y if If MEC >= C, effluent limitation is required; 2. If MEC<C, go to Step 5 J: MEC<C, go to Step 5; If B>C, effluent limitation is required Q: No detected value of B, Step 7 |  |  |  | 22 | Chlorobenzene | 21000 |  | Ud, No effluent data, no background data
A: 22; B: Chlorobenzene; Lowest (most stringent) Criteria (Enter "No Criteria" for no criteria) C: 21000; Lowest (most stringent) Criteria (Enter "No Criteria" for no criteria) D: Y; Lowest (most stringent) Criteria (Enter "No Criteria" for no criteria) E: Y; Lowest (most stringent) Criteria (Enter "No Criteria" for no criteria) F: 0.19; Lowest (most stringent) Criteria (Enter "No Criteria" for no criteria) H: MDL<=C, MDL=MEC; (MEC= deteted max value; if all ND & MDL<C then MEC = MDL) I: 0.19; Y if If MEC >= C, effluent limitation is required; 2. If MEC<C, go to Step 5 J: MEC<C, go to Step 5; If B>C, effluent limitation is required Q: No detected value of B, Step 7 |  |  |  | 23 | Chlorodibromomethane | 34 |  | Ud, No effluent data, no background data
A: 23; B: Chlorodibromomethane; Lowest (most stringent) Criteria (Enter "No Criteria" for no criteria) C: 34; Lowest (most stringent) Criteria (Enter "No Criteria" for no criteria) D: Y; Lowest (most stringent) Criteria (Enter "No Criteria" for no criteria) G: 5.1187; (MEC= deteted max value; if all ND & MDL<C then MEC = MDL) I: 5.1187; Y if If MEC >= C, effluent limitation is required; 2. If MEC<C, go to Step 5 J: MEC<C, go to Step 5; If B>C, effluent limitation is required Q: No detected value of B, Step 7 |  |  |  | 24 | Chloroethane | No Criteria |  | Uo - No Criteria
24 | Chloroethane | No Criteria | Y | y | 0.34 |  | No Criteria | 0.34 | No Criteria | [6 empty] | No Criteria | No Criteria |  | Uo - No Criteria |  |  |  | 25 | 2-Chloroethylvinyl ether | No Criteria |  | Uo - No Criteria
25 | 2-Chloroethylvinyl ether | No Criteria | Y | Y | 0.31 |  | No Criteria | 0.31 | No Criteria | [6 empty] | No Criteria | No Criteria |  | Uo - No Criteria |  |  |  | 26 | Chloroform | No Criteria |  | Uo - No Criteria
A: 26; B: Chloroform; Lowest (most stringent) Criteria (Enter "No Criteria" for no criteria) C: No Criteria; Lowest (most stringent) Criteria (Enter "No Criteria" for no criteria) D: Y; Lowest (most stringent) Criteria (Enter "No Criteria" for no criteria) G: 31.9643; Lowest (most stringent) Criteria (Enter "No Criteria" for no criteria) H: No Criteria; (MEC= deteted max value; if all ND & MDL<C then MEC = MDL) I: 31.9643; Y if If MEC >= C, effluent limitation is required; 2. If MEC<C, go to Step 5 J: No Criteria; If B>C, effluent limitation is required Q: No Criteria; If B>C, effluent limitation is required r: No Criteria; Reason T: Uo - No Criteria |  |  |  | 27 | Dichlorobromomethane | 46 |  | Ud, No effluent data, no background data
A: 27; B: Dichlorobromomethane; Lowest (most stringent) Criteria (Enter "No Criteria" for no criteria) C: 46; Lowest (most stringent) Criteria (Enter "No Criteria" for no criteria) D: Y; Lowest (most stringent) Criteria (Enter "No Criteria" for no criteria) G: 16.785; (MEC= deteted max value; if all ND & MDL<C then MEC = MDL) I: 16.785; Y if If MEC >= C, effluent limitation is required; 2. If MEC<C, go to Step 5 J: MEC<C, go to Step 5; If B>C, effluent limitation is required Q: No detected value of B, Step 7 |  |  |  | 28 | 1,1-Dichloroethane | No Criteria |  | Uo - No Criteria
28 | 1,1-Dichloroethane | No Criteria | Y | Y | 0.28 |  | No Criteria | 0.28 | No Criteria | [6 empty] | No Criteria | No Criteria |  | Uo - No Criteria |  |  |  | 29 | 1,2-Dichloroethane | 99 |  | Ud, No effluent data, no background data
A: 29; B: 1,2-Dichloroethane; Lowest (most stringent) Criteria (Enter "No Criteria" for no criteria) C: 99; Lowest (most stringent) Criteria (Enter "No Criteria" for no criteria) D: Y; Lowest (most stringent) Criteria (Enter "No Criteria" for no criteria) E: Y; Lowest (most stringent) Criteria (Enter "No Criteria" for no criteria) F: 4.25; Lowest (most stringent) Criteria (Enter "No Criteria" for no criteria) H: MDL<=C, MDL=MEC; (MEC= deteted max value; if all ND & MDL<C then MEC = MDL) I: 4.25; Y if If MEC >= C, effluent limitation is required; 2. If MEC<C, go to Step 5 J: MEC<C, go to Step 5; If B>C, effluent limitation is required Q: No detected value of B, Step 7 |  |  |  | 30 | 1,1-Dichloroethylene | 3.2 |  | Ud, No effluent data, no background data
A: 30; B: 1,1-Dichloroethylene; Lowest (most stringent) Criteria (Enter "No Criteria" for no criteria) C: 3.2; Lowest (most stringent) Criteria (Enter "No Criteria" for no criteria) D: Y; Lowest (most stringent) Criteria (Enter "No Criteria" for no criteria) E: Y; Lowest (most stringent) Criteria (Enter "No Criteria" for no criteria) F: 0.37; Lowest (most stringent) Criteria (Enter "No Criteria" for no criteria) H: MDL<=C, MDL=MEC; (MEC= deteted max value; if all ND & MDL<C then MEC = MDL) I: 0.37; Y if If MEC >= C, effluent limitation is required; 2. If MEC<C, go to Step 5 J: MEC<C, go to Step 5; If B>C, effluent limitation is required Q: No detected value of B, Step 7 |  |  |  | 31 | 1,2-Dichloropropane | 39 |  | Ud, No effluent data, no background data
A: 31; B: 1,2-Dichloropropane; Lowest (most stringent) Criteria (Enter "No Criteria" for no criteria) C: 39; Lowest (most stringent) Criteria (Enter "No Criteria" for no criteria) D: Y; Lowest (most stringent) Criteria (Enter "No Criteria" for no criteria) E: Y; Lowest (most stringent) Criteria (Enter "No Criteria" for no criteria) F: 0.2; Lowest (most stringent) Criteria (Enter "No Criteria" for no criteria) H: MDL<=C, MDL=MEC; (MEC= deteted max value; if all ND & MDL<C then MEC = MDL) I: 0.2; Y if If MEC >= C, effluent limitation is required; 2. If MEC<C, go to Step 5 J: MEC<C, go to Step 5; If B>C, effluent limitation is required Q: No detected value of B, Step 7 |  |  |  | 32 | 1,3-Dichloropropylene | 1700 |  | Ud, No effluent data, no background data
A: 32; B: 1,3-Dichloropropylene; Lowest (most stringent) Criteria (Enter "No Criteria" for no criteria) C: 1700; Lowest (most stringent) Criteria (Enter "No Criteria" for no criteria) D: Y; Lowest (most stringent) Criteria (Enter "No Criteria" for no criteria) E: Y; Lowest (most stringent) Criteria (Enter "No Criteria" for no criteria) F: 0.2; Lowest (most stringent) Criteria (Enter "No Criteria" for no criteria) H: MDL<=C, MDL=MEC; (MEC= deteted max value; if all ND & MDL<C then MEC = MDL) I: 0.2; Y if If MEC >= C, effluent limitation is required; 2. If MEC<C, go to Step 5 J: MEC<C, go to Step 5; If B>C, effluent limitation is required Q: No detected value of B, Step 7 |  |  |  | 33 | Ethylbenzene | 29000 |  | Ud, No effluent data, no background data
A: 33; B: Ethylbenzene; Lowest (most stringent) Criteria (Enter "No Criteria" for no criteria) C: 29000; Lowest (most stringent) Criteria (Enter "No Criteria" for no criteria) D: Y; Lowest (most stringent) Criteria (Enter "No Criteria" for no criteria) E: Y; Lowest (most stringent) Criteria (Enter "No Criteria" for no criteria) F: 0.3; Lowest (most stringent) Criteria (Enter "No Criteria" for no criteria) H: MDL<=C, MDL=MEC; (MEC= deteted max value; if all ND & MDL<C then MEC = MDL) I: 0.3; Y if If MEC >= C, effluent limitation is required; 2. If MEC<C, go to Step 5 J: MEC<C, go to Step 5; If B>C, effluent limitation is required Q: No detected value of B, Step 7 |  |  |  | 34 | Methyl Bromide | 4000 |  | Ud, No effluent data, no background data
A: 34; B: Methyl Bromide; Lowest (most stringent) Criteria (Enter "No Criteria" for no criteria) C: 4000; Lowest (most stringent) Criteria (Enter "No Criteria" for no criteria) D: Y; Lowest (most stringent) Criteria (Enter "No Criteria" for no criteria) E: Y; Lowest (most stringent) Criteria (Enter "No Criteria" for no criteria) F: 0.42; Lowest (most stringent) Criteria (Enter "No Criteria" for no criteria) H: MDL<=C, MDL=MEC; (MEC= deteted max value; if all ND & MDL<C then MEC = MDL) I: 0.42; Y if If MEC >= C, effluent limitation is required; 2. If MEC<C, go to Step 5 J: MEC<C, go to Step 5; If B>C, effluent limitation is required Q: No detected value of B, Step 7 |  |  |  | 35 | Methyl Chloride | No Criteria |  | Uo - No Criteria
35 | Methyl Chloride | No Criteria | Y | Y | 0.36 |  | No Criteria | 0.36 | No Criteria | [6 empty] | No Criteria | No Criteria |  | Uo - No Criteria |  |  |  | 36 | Methylene Chloride | 1600 |  | Ud, No effluent data, no background data
A: 36; B: Methylene Chloride; Lowest (most stringent) Criteria (Enter "No Criteria" for no criteria) C: 1600; Lowest (most stringent) Criteria (Enter "No Criteria" for no criteria) D: Y; Lowest (most stringent) Criteria (Enter "No Criteria" for no criteria) E: Y; Lowest (most stringent) Criteria (Enter "No Criteria" for no criteria) F: 0.38; Lowest (most stringent) Criteria (Enter "No Criteria" for no criteria) H: MDL<=C, MDL=MEC; (MEC= deteted max value; if all ND & MDL<C then MEC = MDL) I: 0.38; Y if If MEC >= C, effluent limitation is required; 2. If MEC<C, go to Step 5 J: MEC<C, go to Step 5; If B>C, effluent limitation is required Q: No detected value of B, Step 7 |  |  |  | 37 | 1,1,2,2-Tetrachloroethane | 11 |  | Ud, No effluent data, no background data
A: 37; B: 1,1,2,2-Tetrachloroethane; Lowest (most stringent) Criteria (Enter "No Criteria" for no criteria) C: 11; Lowest (most stringent) Criteria (Enter "No Criteria" for no criteria) D: Y; Lowest (most stringent) Criteria (Enter "No Criteria" for no criteria) E: Y; Lowest (most stringent) Criteria (Enter "No Criteria" for no criteria) F: 0.3; Lowest (most stringent) Criteria (Enter "No Criteria" for no criteria) H: MDL<=C, MDL=MEC; (MEC= deteted max value; if all ND & MDL<C then MEC = MDL) I: 0.3; Y if If MEC >= C, effluent limitation is required; 2. If MEC<C, go to Step 5 J: MEC<C, go to Step 5; If B>C, effluent limitation is required Q: No detected value of B, Step 7 |  |  |  | 38 | Tetrachloroethylene | 8.85 |  | Ud, No effluent data, no background data
A: 38; B: Tetrachloroethylene; Lowest (most stringent) Criteria (Enter "No Criteria" for no criteria) C: 8.85; Lowest (most stringent) Criteria (Enter "No Criteria" for no criteria) D: Y; Lowest (most stringent) Criteria (Enter "No Criteria" for no criteria) E: Y; Lowest (most stringent) Criteria (Enter "No Criteria" for no criteria) F: 0.32; Lowest (most stringent) Criteria (Enter "No Criteria" for no criteria) H: MDL<=C, MDL=MEC; (MEC= deteted max value; if all ND & MDL<C then MEC = MDL) I: 0.32; Y if If MEC >= C, effluent limitation is required; 2. If MEC<C, go to Step 5 J: MEC<C, go to Step 5; If B>C, effluent limitation is required Q: No detected value of B, Step 7 |  |  |  | 39 | Toluene | 200000 |  | Ud, No effluent data, no background data
A: 39; B: Toluene; Lowest (most stringent) Criteria (Enter "No Criteria" for no criteria) C: 200000; Lowest (most stringent) Criteria (Enter "No Criteria" for no criteria) D: Y; Lowest (most stringent) Criteria (Enter "No Criteria" for no criteria) G: 1.2789; (MEC= deteted max value; if all ND & MDL<C then MEC = MDL) I: 1.2789; Y if If MEC >= C, effluent limitation is required; 2. If MEC<C, go to Step 5 J: MEC<C, go to Step 5; If B>C, effluent limitation is required Q: No detected value of B, Step 7 |  |  |  | 40 | 1,2-Trans-Dichloroethylene | 140000 |  | Ud, No effluent data, no background data
A: 40; B: 1,2-Trans-Dichloroethylene; Lowest (most stringent) Criteria (Enter "No Criteria" for no criteria) C: 140000; Lowest (most stringent) Criteria (Enter "No Criteria" for no criteria) D: Y; Lowest (most stringent) Criteria (Enter "No Criteria" for no criteria) E: Y; Lowest (most stringent) Criteria (Enter "No Criteria" for no criteria) F: 0.3; Lowest (most stringent) Criteria (Enter "No Criteria" for no criteria) H: MDL<=C, MDL=MEC; (MEC= deteted max value; if all ND & MDL<C then MEC = MDL) I: 0.3; Y if If MEC >= C, effluent limitation is required; 2. If MEC<C, go to Step 5 J: MEC<C, go to Step 5; If B>C, effluent limitation is required Q: No detected value of B, Step 7 |  |  |  | 41 | 1,1,1-Trichloroethane | No Criteria |  | Uo - No Criteria
41 | 1,1,1-Trichloroethane | No Criteria | Y | Y | 0.35 |  | No Criteria | 0.35 | No Criteria | [6 empty] | No Criteria | No Criteria |  | Uo - No Criteria |  |  |  | 42 | 1,1,2-Trichloroethane | 42 |  | Ud, No effluent data, no background data
A: 42; B: 1,1,2-Trichloroethane; Lowest (most stringent) Criteria (Enter "No Criteria" for no criteria) C: 42; Lowest (most stringent) Criteria (Enter "No Criteria" for no criteria) D: Y; Lowest (most stringent) Criteria (Enter "No Criteria" for no criteria) E: Y; Lowest (most stringent) Criteria (Enter "No Criteria" for no criteria) F: 0.27; Lowest (most stringent) Criteria (Enter "No Criteria" for no criteria) H: MDL<=C, MDL=MEC; (MEC= deteted max value; if all ND & MDL<C then MEC = MDL) I: 0.27; Y if If MEC >= C, effluent limitation is required; 2. If MEC<C, go to Step 5 J: MEC<C, go to Step 5; If B>C, effluent limitation is required Q: No detected value of B, Step 7 |  |  |  | 43 | Trichloroethylene | 81 |  | Ud, No effluent data, no background data
A: 43; B: Trichloroethylene; Lowest (most stringent) Criteria (Enter "No Criteria" for no criteria) C: 81; Lowest (most stringent) Criteria (Enter "No Criteria" for no criteria) D: Y; Lowest (most stringent) Criteria (Enter "No Criteria" for no criteria) E: Y; Lowest (most stringent) Criteria (Enter "No Criteria" for no criteria) F: 0.29; Lowest (most stringent) Criteria (Enter "No Criteria" for no criteria) H: MDL<=C, MDL=MEC; (MEC= deteted max value; if all ND & MDL<C then MEC = MDL) I: 0.29; Y if If MEC >= C, effluent limitation is required; 2. If MEC<C, go to Step 5 J: MEC<C, go to Step 5; If B>C, effluent limitation is required Q: No detected value of B, Step 7 |  |  |  | 44 | Vinyl Chloride | 525 |  | Ud, No effluent data, no background data
A: 44; B: Vinyl Chloride; Lowest (most stringent) Criteria (Enter "No Criteria" for no criteria) C: 525; Lowest (most stringent) Criteria (Enter "No Criteria" for no criteria) D: Y; Lowest (most stringent) Criteria (Enter "No Criteria" for no criteria) E: Y; Lowest (most stringent) Criteria (Enter "No Criteria" for no criteria) F: 0.34; Lowest (most stringent) Criteria (Enter "No Criteria" for no criteria) H: MDL<=C, MDL=MEC; (MEC= deteted max value; if all ND & MDL<C then MEC = MDL) I: 0.34; Y if If MEC >= C, effluent limitation is required; 2. If MEC<C, go to Step 5 J: MEC<C, go to Step 5; If B>C, effluent limitation is required Q: No detected value of B, Step 7 |  |  |  | 45 | 2-Chlorophenol | 400 |  | Ud-No Effluent Data
A: 45; B: 2-Chlorophenol; Lowest (most stringent) Criteria (Enter "No Criteria" for no criteria) C: 400; Lowest (most stringent) Criteria (Enter "No Criteria" for no criteria) H: No Effluent Data; If B>C, effluent limitation is required Q: No detected value of B, Step 7; Reason T: Ud, No effluent data, no background data |  |  |  | 46 | 2,4-Dichlorophenol | 790 |  | Ud-No Effluent Data
A: 46; B: 2,4-Dichlorophenol; Lowest (most stringent) Criteria (Enter "No Criteria" for no criteria) C: 790; Lowest (most stringent) Criteria (Enter "No Criteria" for no criteria) H: No Effluent Data; If B>C, effluent limitation is required Q: No detected value of B, Step 7; Reason T: Ud, No effluent data, no background data |  |  |  | 47 | 2,4-Dimethylphenol | 2300 |  | Ud-No Effluent Data
A: 47; B: 2,4-Dimethylphenol; Lowest (most stringent) Criteria (Enter "No Criteria" for no criteria) C: 2300; Lowest (most stringent) Criteria (Enter "No Criteria" for no criteria) H: No Effluent Data; If B>C, effluent limitation is required Q: No detected value of B, Step 7; Reason T: Ud, No effluent data, no background data |  |  |  | 48 | 2-Methyl- 4,6-Dinitrophenol | 765 |  | Ud-No Effluent Data
A: 48; B: 2-Methyl- 4,6-Dinitrophenol; Lowest (most stringent) Criteria (Enter "No Criteria" for no criteria) C: 765; Lowest (most stringent) Criteria (Enter "No Criteria" for no criteria) H: No Effluent Data; If B>C, effluent limitation is required Q: No detected value of B, Step 7; Reason T: Ud, No effluent data, no background data |  |  |  | 49 | 2,4-Dinitrophenol | 14000 |  | Ud-No Effluent Data
A: 49; B: 2,4-Dinitrophenol; Lowest (most stringent) Criteria (Enter "No Criteria" for no criteria) C: 14000; Lowest (most stringent) Criteria (Enter "No Criteria" for no criteria) H: No Effluent Data; If B>C, effluent limitation is required Q: No detected value of B, Step 7; Reason T: Ud, No effluent data, no background data |  |  |  | 50 | 2-Nitrophenol | No Criteria |  | Uo - No Criteria
A: 50; B: 2-Nitrophenol; Lowest (most stringent) Criteria (Enter "No Criteria" for no criteria) C: No Criteria; Lowest (most stringent) Criteria (Enter "No Criteria" for no criteria) H: No Criteria; Y if If MEC >= C, effluent limitation is required; 2. If MEC<C, go to Step 5 J: No Criteria; If B>C, effluent limitation is required Q: No Criteria; If B>C, effluent limitation is required r: No Criteria; Reason T: Uo - No Criteria |  |  |  | 51 | 4-Nitrophenol | No Criteria |  | Uo - No Criteria
A: 51; B: 4-Nitrophenol; Lowest (most stringent) Criteria (Enter "No Criteria" for no criteria) C: No Criteria; Lowest (most stringent) Criteria (Enter "No Criteria" for no criteria) H: No Criteria; Y if If MEC >= C, effluent limitation is required; 2. If MEC<C, go to Step 5 J: No Criteria; If B>C, effluent limitation is required Q: No Criteria; If B>C, effluent limitation is required r: No Criteria; Reason T: Uo - No Criteria |  |  |  | 52 | 3-Methyl 4-Chlorophenol | No Criteria |  | Uo - No Criteria
A: 52; B: 3-Methyl 4-Chlorophenol; Lowest (most stringent) Criteria (Enter "No Criteria" for no criteria) C: No Criteria; Lowest (most stringent) Criteria (Enter "No Criteria" for no criteria) H: No Criteria; Y if If MEC >= C, effluent limitation is required; 2. If MEC<C, go to Step 5 J: No Criteria; If B>C, effluent limitation is required Q: No Criteria; If B>C, effluent limitation is required r: No Criteria; Reason T: Uo - No Criteria |  |  |  | 53 | Pentachlorophenol | 7.9 |  | Ud, No effluent data, no background data
A: 53; B: Pentachlorophenol; Lowest (most stringent) Criteria (Enter "No Criteria" for no criteria) C: 7.9; Lowest (most stringent) Criteria (Enter "No Criteria" for no criteria) D: Y; Lowest (most stringent) Criteria (Enter "No Criteria" for no criteria) E: Y; Lowest (most stringent) Criteria (Enter "No Criteria" for no criteria) F: 0.4; Lowest (most stringent) Criteria (Enter "No Criteria" for no criteria) H: MDL<=C, MDL=MEC; (MEC= deteted max value; if all ND & MDL<C then MEC = MDL) I: 0.4; Y if If MEC >= C, effluent limitation is required; 2. If MEC<C, go to Step 5 J: MEC<C, go to Step 5; If B>C, effluent limitation is required Q: No detected value of B, Step 7 |  |  |  | 54 | Phenol | 4600000 |  | Ud-No Effluent Data
A: 54; B: Phenol; Lowest (most stringent) Criteria (Enter "No Criteria" for no criteria) C: 4600000; Lowest (most stringent) Criteria (Enter "No Criteria" for no criteria) H: No Effluent Data; If B>C, effluent limitation is required Q: No detected value of B, Step 7; Reason T: Ud, No effluent data, no background data |  |  |  | 55 | 2,4,6-Trichlorophenol | 6.5 |  | Ud, No effluent data, no background data
A: 55; B: 2,4,6-Trichlorophenol; Lowest (most stringent) Criteria (Enter "No Criteria" for no criteria) C: 6.5; Lowest (most stringent) Criteria (Enter "No Criteria" for no criteria) D: Y; Lowest (most stringent) Criteria (Enter "No Criteria" for no criteria) E: Y; Lowest (most stringent) Criteria (Enter "No Criteria" for no criteria) F: 0.2; Lowest (most stringent) Criteria (Enter "No Criteria" for no criteria) H: All ND MDL<=C, MDL=MEC; (MEC= deteted max value; if all ND & MDL<C then MEC = MDL) I: 0.2; Y if If MEC >= C, effluent limitation is required; 2. If MEC<C, go to Step 5 J: MEC<C, go to Step 5; If B>C, effluent limitation is required Q: No detected value of B, Step 7 |  |  |  | 56 | Acenaphthene | 2700
56 | Acenaphthene | 2700 | Y | Y | 0.17 |  | All ND MDL<=C, MDL=MEC | 0.17 | MEC<C, go to Step 5 |  | Y |  |  | 0.007 |  | B<C, Step 7 | [6 empty] | 57 | Acenaphthylene | No Criteria |  | Uo - No Criteria
57 | Acenaphthylene | No Criteria | Y | Y | 0.03 |  | No Criteria | 0.03 | No Criteria |  | Y |  |  | 0.0004 |  | No Criteria | No Criteria |  | Uo - No Criteria |  |  |  | 58 | Anthracene | 110000
58 | Anthracene | 110000 | Y | Y | 0.03 |  | All ND MDL<=C, MDL=MEC | 0.03 | MEC<C, go to Step 5 |  | Y |  |  | 2e-05 |  | B<C, Step 7 | [6 empty] | 59 | Benzidine | 0.00054 |  | Ud-No Effluent Data
A: 59; B: Benzidine; Lowest (most stringent) Criteria (Enter "No Criteria" for no criteria) C: 0.00054; Lowest (most stringent) Criteria (Enter "No Criteria" for no criteria) H: No Effluent Data; If B>C, effluent limitation is required Q: No detected value of B, Step 7; Reason T: Ud, No effluent data, no background data |  |  |  | 60 | Benzo(a)Anthracene | 0.049
A: 60; B: Benzo(a)Anthracene; Lowest (most stringent) Criteria (Enter "No Criteria" for no criteria) C: 0.049; Lowest (most stringent) Criteria (Enter "No Criteria" for no criteria) D: Y; Lowest (most stringent) Criteria (Enter "No Criteria" for no criteria) E: Y; Lowest (most stringent) Criteria (Enter "No Criteria" for no criteria) F: 0.12; Lowest (most stringent) Criteria (Enter "No Criteria" for no criteria) H: MDL > C, Interim Monitor, Go To Step 5; Y if If MEC >= C, effluent limitation is required; 2. If MEC<C, go to Step 5 L: Y; Y if If MEC >= C, effluent limitation is required; 2. If MEC<C, go to Step 5 O: 0.00033; If B>C, effluent limitation is required Q: B<C, Step 7; Reason T: Effluent MDL > C, Interim Monitor |  |  |  | 61 | Benzo(a)Pyrene | 0.049
A: 61; B: Benzo(a)Pyrene; Lowest (most stringent) Criteria (Enter "No Criteria" for no criteria) C: 0.049; Lowest (most stringent) Criteria (Enter "No Criteria" for no criteria) D: Y; Lowest (most stringent) Criteria (Enter "No Criteria" for no criteria) E: Y; Lowest (most stringent) Criteria (Enter "No Criteria" for no criteria) F: 0.09; Lowest (most stringent) Criteria (Enter "No Criteria" for no criteria) H: MDL > C, Interim Monitor, Go To Step 5; Y if If MEC >= C, effluent limitation is required; 2. If MEC<C, go to Step 5 L: Y; Y if If MEC >= C, effluent limitation is required; 2. If MEC<C, go to Step 5 O: 0.00032; If B>C, effluent limitation is required Q: B<C, Step 7; Reason T: Effluent MDL > C, Interim Monitor |  |  |  | 62 | Benzo(b)Fluoranthene | 0.049
A: 62; B: Benzo(b)Fluoranthene; Lowest (most stringent) Criteria (Enter "No Criteria" for no criteria) C: 0.049; Lowest (most stringent) Criteria (Enter "No Criteria" for no criteria) D: Y; Lowest (most stringent) Criteria (Enter "No Criteria" for no criteria) E: Y; Lowest (most stringent) Criteria (Enter "No Criteria" for no criteria) F: 0.11; Lowest (most stringent) Criteria (Enter "No Criteria" for no criteria) H: MDL > C, Interim Monitor, Go To Step 5; Y if If MEC >= C, effluent limitation is required; 2. If MEC<C, go to Step 5 L: Y; Y if If MEC >= C, effluent limitation is required; 2. If MEC<C, go to Step 5 O: 0.00053; If B>C, effluent limitation is required Q: B<C, Step 7; Reason T: Effluent MDL > C, Interim Monitor |  |  |  | 63 | Benzo(ghi)Perylene | No Criteria |  | Uo - No Criteria
63 | Benzo(ghi)Perylene | No Criteria | Y | Y | 0.06 |  | No Criteria | 0.06 | No Criteria |  | Y |  |  | 0.000864 |  | No Criteria | No Criteria |  | Uo - No Criteria |  |  |  | 64 | Benzo(k)Fluoranthene | 0.049
A: 64; B: Benzo(k)Fluoranthene; Lowest (most stringent) Criteria (Enter "No Criteria" for no criteria) C: 0.049; Lowest (most stringent) Criteria (Enter "No Criteria" for no criteria) D: Y; Lowest (most stringent) Criteria (Enter "No Criteria" for no criteria) E: Y; Lowest (most stringent) Criteria (Enter "No Criteria" for no criteria) F: 0.16; Lowest (most stringent) Criteria (Enter "No Criteria" for no criteria) H: MDL > C, Interim Monitor, Go To Step 5; Y if If MEC >= C, effluent limitation is required; 2. If MEC<C, go to Step 5 L: Y; Y if If MEC >= C, effluent limitation is required; 2. If MEC<C, go to Step 5 O: 0.000326; If B>C, effluent limitation is required Q: B<C, Step 7; Reason T: Effluent MDL > C, Interim Monitor |  |  |  | 65 | Bis(2-Chloroethoxy)Methane | No Criteria |  | Uo - No Criteria
A: 65; B: Bis(2-Chloroethoxy)Methane; Lowest (most stringent) Criteria (Enter "No Criteria" for no criteria) C: No Criteria; Lowest (most stringent) Criteria (Enter "No Criteria" for no criteria) H: No Criteria; Y if If MEC >= C, effluent limitation is required; 2. If MEC<C, go to Step 5 J: No Criteria; If B>C, effluent limitation is required Q: No Criteria; If B>C, effluent limitation is required r: No Criteria; Reason T: Uo - No Criteria |  |  |  | 66 | Bis(2-Chloroethyl)Ether | 1.4 |  | Ud-No Effluent Data
A: 66; B: Bis(2-Chloroethyl)Ether; Lowest (most stringent) Criteria (Enter "No Criteria" for no criteria) C: 1.4; Lowest (most stringent) Criteria (Enter "No Criteria" for no criteria) H: No Effluent Data; If B>C, effluent limitation is required Q: No detected value of B, Step 7; Reason T: Ud, No effluent data, no background data |  |  |  | 67 | Bis(2-Chloroisopropyl)Ether | 170000 |  | Ud-No Effluent Data
A: 67; B: Bis(2-Chloroisopropyl)Ether; Lowest (most stringent) Criteria (Enter "No Criteria" for no criteria) C: 170000; Lowest (most stringent) Criteria (Enter "No Criteria" for no criteria) H: No Effluent Data; If B>C, effluent limitation is required Q: No detected value of B, Step 7; Reason T: Ud, No effluent data, no background data |  |  |  | 68 | Bis(2-Ethylhexyl)Phthalate | 5.9 |  | Ud-No Effluent Data
A: 68; B: Bis(2-Ethylhexyl)Phthalate; Lowest (most stringent) Criteria (Enter "No Criteria" for no criteria) C: 5.9; Lowest (most stringent) Criteria (Enter "No Criteria" for no criteria) H: No Effluent Data; If B>C, effluent limitation is required Q: No detected value of B, Step 7; Reason T: Ud, No effluent data, no background data |  |  |  | 69 | 4-Bromophenyl Phenyl Ether | No Criteria |  | Uo - No Criteria
A: 69; B: 4-Bromophenyl Phenyl Ether; Lowest (most stringent) Criteria (Enter "No Criteria" for no criteria) C: No Criteria; Lowest (most stringent) Criteria (Enter "No Criteria" for no criteria) H: No Criteria; Y if If MEC >= C, effluent limitation is required; 2. If MEC<C, go to Step 5 J: No Criteria; If B>C, effluent limitation is required Q: No Criteria; If B>C, effluent limitation is required r: No Criteria; Reason T: Uo - No Criteria |  |  |  | 70 | Butylbenzyl Phthalate | 5200 |  | Ud-No Effluent Data
A: 70; B: Butylbenzyl Phthalate; Lowest (most stringent) Criteria (Enter "No Criteria" for no criteria) C: 5200; Lowest (most stringent) Criteria (Enter "No Criteria" for no criteria) H: No Effluent Data; If B>C, effluent limitation is required Q: No detected value of B, Step 7; Reason T: Ud, No effluent data, no background data |  |  |  | 71 | 2-Chloronaphthalene | 4300 |  | Ud-No Effluent Data
A: 71; B: 2-Chloronaphthalene; Lowest (most stringent) Criteria (Enter "No Criteria" for no criteria) C: 4300; Lowest (most stringent) Criteria (Enter "No Criteria" for no criteria) H: No Effluent Data; If B>C, effluent limitation is required Q: No detected value of B, Step 7; Reason T: Ud, No effluent data, no background data |  |  |  | 72 | 4-Chlorophenyl Phenyl Ether | No Criteria |  | Uo - No Criteria
A: 72; B: 4-Chlorophenyl Phenyl Ether; Lowest (most stringent) Criteria (Enter "No Criteria" for no criteria) C: No Criteria; Lowest (most stringent) Criteria (Enter "No Criteria" for no criteria) H: No Criteria; Y if If MEC >= C, effluent limitation is required; 2. If MEC<C, go to Step 5 J: No Criteria; If B>C, effluent limitation is required Q: No Criteria; If B>C, effluent limitation is required r: No Criteria; Reason T: Uo - No Criteria |  |  |  | 73 | Chrysene | 0.049
A: 73; B: Chrysene; Lowest (most stringent) Criteria (Enter "No Criteria" for no criteria) C: 0.049; Lowest (most stringent) Criteria (Enter "No Criteria" for no criteria) D: Y; Lowest (most stringent) Criteria (Enter "No Criteria" for no criteria) E: Y; Lowest (most stringent) Criteria (Enter "No Criteria" for no criteria) F: 0.14; Lowest (most stringent) Criteria (Enter "No Criteria" for no criteria) H: MDL > C, Interim Monitor, Go To Step 5; Y if If MEC >= C, effluent limitation is required; 2. If MEC<C, go to Step 5 L: Y; Y if If MEC >= C, effluent limitation is required; 2. If MEC<C, go to Step 5 O: 0.00043; If B>C, effluent limitation is required Q: B<C, Step 7; Reason T: Effluent MDL > C, Interim Monitor |  |  |  | 74 | Dibenzo(a,h)Anthracene | 0.049
74 | Dibenzo(a,h)Anthracene | 0.049 | Y | Y | 0.04 |  | All ND MDL<=C, MDL=MEC | 0.04 | MEC<C, go to Step 5 |  | Y |  |  | 3.2e-05 |  | B<C, Step 7 | [6 empty] | 75 | 1,2-Dichlorobenzene | 17000 |  | Ud, No effluent data, no background data
A: 75; B: 1,2-Dichlorobenzene; Lowest (most stringent) Criteria (Enter "No Criteria" for no criteria) C: 17000; Lowest (most stringent) Criteria (Enter "No Criteria" for no criteria) D: Y; Lowest (most stringent) Criteria (Enter "No Criteria" for no criteria) E: Y; Lowest (most stringent) Criteria (Enter "No Criteria" for no criteria) F: 0.12; Lowest (most stringent) Criteria (Enter "No Criteria" for no criteria) H: All ND MDL<=C, MDL=MEC; (MEC= deteted max value; if all ND & MDL<C then MEC = MDL) I: 0.12; Y if If MEC >= C, effluent limitation is required; 2. If MEC<C, go to Step 5 J: MEC<C, go to Step 5; If B>C, effluent limitation is required Q: No detected value of B, Step 7 |  |  |  | 76 | 1,3-Dichlorobenzene | 2600 |  | Ud, No effluent data, no background data
A: 76; B: 1,3-Dichlorobenzene; Lowest (most stringent) Criteria (Enter "No Criteria" for no criteria) C: 2600; Lowest (most stringent) Criteria (Enter "No Criteria" for no criteria) D: Y; Lowest (most stringent) Criteria (Enter "No Criteria" for no criteria) E: Y; Lowest (most stringent) Criteria (Enter "No Criteria" for no criteria) F: 0.16; Lowest (most stringent) Criteria (Enter "No Criteria" for no criteria) H: All ND MDL<=C, MDL=MEC; (MEC= deteted max value; if all ND & MDL<C then MEC = MDL) I: 0.16; Y if If MEC >= C, effluent limitation is required; 2. If MEC<C, go to Step 5 J: MEC<C, go to Step 5; If B>C, effluent limitation is required Q: No detected value of B, Step 7 |  |  |  | 77 | 1,4-Dichlorobenzene | 2600 |  | Ud, No effluent data, no background data
A: 77; B: 1,4-Dichlorobenzene; Lowest (most stringent) Criteria (Enter "No Criteria" for no criteria) C: 2600; Lowest (most stringent) Criteria (Enter "No Criteria" for no criteria) D: Y; Lowest (most stringent) Criteria (Enter "No Criteria" for no criteria) E: Y; Lowest (most stringent) Criteria (Enter "No Criteria" for no criteria) F: 0.12; Lowest (most stringent) Criteria (Enter "No Criteria" for no criteria) H: All ND MDL<=C, MDL=MEC; (MEC= deteted max value; if all ND & MDL<C then MEC = MDL) I: 0.12; Y if If MEC >= C, effluent limitation is required; 2. If MEC<C, go to Step 5 J: MEC<C, go to Step 5; If B>C, effluent limitation is required Q: No detected value of B, Step 7 |  |  |  | 78 | 3,3 Dichlorobenzidine | 0.077 |  | Ud-No Effluent Data
A: 78; B: 3,3 Dichlorobenzidine; Lowest (most stringent) Criteria (Enter "No Criteria" for no criteria) C: 0.077; Lowest (most stringent) Criteria (Enter "No Criteria" for no criteria) H: No Effluent Data; If B>C, effluent limitation is required Q: No detected value of B, Step 7; Reason T: Ud, No effluent data, no background data |  |  |  | 79 | Diethyl Phthalate | 120000 |  | Ud-No Effluent Data
A: 79; B: Diethyl Phthalate; Lowest (most stringent) Criteria (Enter "No Criteria" for no criteria) C: 120000; Lowest (most stringent) Criteria (Enter "No Criteria" for no criteria) H: No Effluent Data; If B>C, effluent limitation is required Q: No detected value of B, Step 7; Reason T: Ud, No effluent data, no background data |  |  |  | 80 | Dimethyl Phthalate | 2900000 |  | Ud-No Effluent Data
A: 80; B: Dimethyl Phthalate; Lowest (most stringent) Criteria (Enter "No Criteria" for no criteria) C: 2900000; Lowest (most stringent) Criteria (Enter "No Criteria" for no criteria) H: No Effluent Data; If B>C, effluent limitation is required Q: No detected value of B, Step 7; Reason T: Ud, No effluent data, no background data |  |  |  | 81 | Di-n-Butyl Phthalate | 12000 |  | Ud-No Effluent Data
A: 81; B: Di-n-Butyl Phthalate; Lowest (most stringent) Criteria (Enter "No Criteria" for no criteria) C: 12000; Lowest (most stringent) Criteria (Enter "No Criteria" for no criteria) H: No Effluent Data; If B>C, effluent limitation is required Q: No detected value of B, Step 7; Reason T: Ud, No effluent data, no background data |  |  |  | 82 | 2,4-Dinitrotoluene | 9.1 |  | Ud-No Effluent Data
A: 82; B: 2,4-Dinitrotoluene; Lowest (most stringent) Criteria (Enter "No Criteria" for no criteria) C: 9.1; Lowest (most stringent) Criteria (Enter "No Criteria" for no criteria) H: No Effluent Data; If B>C, effluent limitation is required Q: No detected value of B, Step 7; Reason T: Ud, No effluent data, no background data |  |  |  | 83 | 2,6-Dinitrotoluene | No Criteria |  | Uo - No Criteria
A: 83; B: 2,6-Dinitrotoluene; Lowest (most stringent) Criteria (Enter "No Criteria" for no criteria) C: No Criteria; Lowest (most stringent) Criteria (Enter "No Criteria" for no criteria) H: No Criteria; Y if If MEC >= C, effluent limitation is required; 2. If MEC<C, go to Step 5 J: No Criteria; If B>C, effluent limitation is required Q: No Criteria; If B>C, effluent limitation is required r: No Criteria; Reason T: Uo - No Criteria |  |  |  | 84 | Di-n-Octyl Phthalate | No Criteria |  | Uo - No Criteria
A: 84; B: Di-n-Octyl Phthalate; Lowest (most stringent) Criteria (Enter "No Criteria" for no criteria) C: No Criteria; Lowest (most stringent) Criteria (Enter "No Criteria" for no criteria) H: No Criteria; Y if If MEC >= C, effluent limitation is required; 2. If MEC<C, go to Step 5 J: No Criteria; If B>C, effluent limitation is required Q: No Criteria; If B>C, effluent limitation is required r: No Criteria; Reason T: Uo - No Criteria |  |  |  | 85 | 1,2-Diphenylhydrazine | 0.54 |  | Ud-No Effluent Data
A: 85; B: 1,2-Diphenylhydrazine; Lowest (most stringent) Criteria (Enter "No Criteria" for no criteria) C: 0.54; Lowest (most stringent) Criteria (Enter "No Criteria" for no criteria) H: No Effluent Data; If B>C, effluent limitation is required Q: No detected value of B, Step 7; Reason T: Ud, No effluent data, no background data |  |  |  | 86 | Fluoranthene | 370
86 | Fluoranthene | 370 | Y | Y | 0.03 |  | All ND MDL<=C, MDL=MEC | 0.03 | MEC<C, go to Step 5 |  | Y |  |  | 0.002 |  | B<C, Step 7 | [6 empty] | 87 | Fluorene | 14000
87 | Fluorene | 14000 | Y | Y | 0.02 |  | All ND MDL<=C, MDL=MEC | 0.02 | MEC<C, go to Step 5 |  | Y |  |  | 0.01 |  | B<C, Step 7 | [6 empty] | 88 | Hexachlorobenzene | 0.00077
A: 88; B: Hexachlorobenzene; Lowest (most stringent) Criteria (Enter "No Criteria" for no criteria) C: 0.00077; Lowest (most stringent) Criteria (Enter "No Criteria" for no criteria) D: Y; Lowest (most stringent) Criteria (Enter "No Criteria" for no criteria) E: Y; Lowest (most stringent) Criteria (Enter "No Criteria" for no criteria) F: 0.4; Lowest (most stringent) Criteria (Enter "No Criteria" for no criteria) H: MDL > C, Interim Monitor, Go To Step 5; Y if If MEC >= C, effluent limitation is required; 2. If MEC<C, go to Step 5 L: Y; Y if If MEC >= C, effluent limitation is required; 2. If MEC<C, go to Step 5 O: 7.3e-05; If B>C, effluent limitation is required Q: B<C, Step 7; Reason T: Effluent MDL > C, Interim Monitor |  |  |  | 89 | Hexachlorobutadiene | 50 |  | Ud-No Effluent Data
A: 89; B: Hexachlorobutadiene; Lowest (most stringent) Criteria (Enter "No Criteria" for no criteria) C: 50; Lowest (most stringent) Criteria (Enter "No Criteria" for no criteria) H: No Effluent Data; If B>C, effluent limitation is required Q: No detected value of B, Step 7; Reason T: Ud, No effluent data, no background data |  |  |  | 90 | Hexachlorocyclopentadiene | 17000 |  | Ud-No Effluent Data
A: 90; B: Hexachlorocyclopentadiene; Lowest (most stringent) Criteria (Enter "No Criteria" for no criteria) C: 17000; Lowest (most stringent) Criteria (Enter "No Criteria" for no criteria) H: No Effluent Data; If B>C, effluent limitation is required Q: No detected value of B, Step 7; Reason T: Ud, No effluent data, no background data |  |  |  | 91 | Hexachloroethane | 8.9 |  | Ud-No Effluent Data
A: 91; B: Hexachloroethane; Lowest (most stringent) Criteria (Enter "No Criteria" for no criteria) C: 8.9; Lowest (most stringent) Criteria (Enter "No Criteria" for no criteria) H: No Effluent Data; If B>C, effluent limitation is required Q: No detected value of B, Step 7; Reason T: Ud, No effluent data, no background data |  |  |  | 92 | Indeno(1,2,3-cd)Pyrene | 0.049
92 | Indeno(1,2,3-cd)Pyrene | 0.049 | Y | Y | 0.04 |  | All ND MDL<=C, MDL=MEC | 0.04 | MEC<C, go to Step 5 |  | Y |  |  | 0.000473 |  | B<C, Step 7 | [6 empty] | 93 | Isophorone | 600 |  | Ud-No Effluent Data
A: 93; B: Isophorone; Lowest (most stringent) Criteria (Enter "No Criteria" for no criteria) C: 600; Lowest (most stringent) Criteria (Enter "No Criteria" for no criteria) H: No Effluent Data; If B>C, effluent limitation is required Q: No detected value of B, Step 7; Reason T: Ud, No effluent data, no background data |  |  |  | 94 | Naphthalene | No Criteria |  | Uo - No Criteria
94 | Naphthalene | No Criteria | Y | Y | 0.05 |  | No Criteria | 0.05 | No Criteria |  | Y |  |  | 0.0012 |  | No Criteria | No Criteria |  | Uo - No Criteria |  |  |  | 95 | Nitrobenzene | 1900 |  | Ud-No Effluent Data
A: 95; B: Nitrobenzene; Lowest (most stringent) Criteria (Enter "No Criteria" for no criteria) C: 1900; Lowest (most stringent) Criteria (Enter "No Criteria" for no criteria) H: No Effluent Data; If B>C, effluent limitation is required Q: No detected value of B, Step 7; Reason T: Ud, No effluent data, no background data |  |  |  | 96 | N-Nitrosodimethylamine | 8.1 |  | Ud-No Effluent Data
A: 96; B: N-Nitrosodimethylamine; Lowest (most stringent) Criteria (Enter "No Criteria" for no criteria) C: 8.1; Lowest (most stringent) Criteria (Enter "No Criteria" for no criteria) H: No Effluent Data; If B>C, effluent limitation is required Q: No detected value of B, Step 7; Reason T: Ud, No effluent data, no background data |  |  |  | 97 | N-Nitrosodi-n-Propylamine | 1.4 |  | Ud-No Effluent Data
A: 97; B: N-Nitrosodi-n-Propylamine; Lowest (most stringent) Criteria (Enter "No Criteria" for no criteria) C: 1.4; Lowest (most stringent) Criteria (Enter "No Criteria" for no criteria) H: No Effluent Data; If B>C, effluent limitation is required Q: No detected value of B, Step 7; Reason T: Ud, No effluent data, no background data |  |  |  | 98 | N-Nitrosodiphenylamine | 16 |  | Ud-No Effluent Data
A: 98; B: N-Nitrosodiphenylamine; Lowest (most stringent) Criteria (Enter "No Criteria" for no criteria) C: 16; Lowest (most stringent) Criteria (Enter "No Criteria" for no criteria) H: No Effluent Data; If B>C, effluent limitation is required Q: No detected value of B, Step 7; Reason T: Ud, No effluent data, no background data |  |  |  | 99 | Phenanthrene | No Criteria |  | Uo - No Criteria
99 | Phenanthrene | No Criteria | Y | Y | 0.03 |  | No Criteria | 0.03 | No Criteria |  | Y |  |  | 0.0014 |  | No Criteria | No Criteria |  | Uo - No Criteria |  |  |  | 100 | Pyrene | 11000
100 | Pyrene | 11000 | Y | Y | 0.03 |  | All ND MDL<=C, MDL=MEC | 0.03 | MEC<C, go to Step 5 |  | Y |  |  | 0.0016 |  | B<C, Step 7 | [6 empty] | 101 | 1,2,4-Trichlorobenzene | No Criteria |  | Uo - No Criteria
A: 101; B: 1,2,4-Trichlorobenzene; Lowest (most stringent) Criteria (Enter "No Criteria" for no criteria) C: No Criteria; Lowest (most stringent) Criteria (Enter "No Criteria" for no criteria) H: No Criteria; Y if If MEC >= C, effluent limitation is required; 2. If MEC<C, go to Step 5 J: No Criteria; If B>C, effluent limitation is required Q: No Criteria; If B>C, effluent limitation is required r: No Criteria; Reason T: Uo - No Criteria |  |  |  | 102 | Aldrin | 0.00014 |  | Ud-No Effluent Data
A: 102; B: Aldrin; Lowest (most stringent) Criteria (Enter "No Criteria" for no criteria) C: 0.00014; Lowest (most stringent) Criteria (Enter "No Criteria" for no criteria) D: Y; Lowest (most stringent) Criteria (Enter "No Criteria" for no criteria) E: Y; Lowest (most stringent) Criteria (Enter "No Criteria" for no criteria) F: 0.03; Lowest (most stringent) Criteria (Enter "No Criteria" for no criteria) H: MDL > C, Interim Monitor, Go To Step 5; If B>C, effluent limitation is required Q: No detected value of B, Step 7; Reason T: Effluent MDL > C, Interim Monitor |  |  |  | 103 | alpha-BHC | 0.013 |  | Ud-No Effluent Data
A: 103; B: alpha-BHC; Lowest (most stringent) Criteria (Enter "No Criteria" for no criteria) C: 0.013; Lowest (most stringent) Criteria (Enter "No Criteria" for no criteria) D: Y; Lowest (most stringent) Criteria (Enter "No Criteria" for no criteria) E: Y; Lowest (most stringent) Criteria (Enter "No Criteria" for no criteria) F: 0.03; Lowest (most stringent) Criteria (Enter "No Criteria" for no criteria) H: MDL > C, Interim Monitor, Go To Step 5; If B>C, effluent limitation is required Q: No detected value of B, Step 7; Reason T: Effluent MDL > C, Interim Monitor |  |  |  | 104 | beta-BHC | 0.046 |  | Ud, No effluent data, no background data
A: 104; B: beta-BHC; Lowest (most stringent) Criteria (Enter "No Criteria" for no criteria) C: 0.046; Lowest (most stringent) Criteria (Enter "No Criteria" for no criteria) D: Y; Lowest (most stringent) Criteria (Enter "No Criteria" for no criteria) E: Y; Lowest (most stringent) Criteria (Enter "No Criteria" for no criteria) F: 0.001; Lowest (most stringent) Criteria (Enter "No Criteria" for no criteria) H: All ND MDL<=C, MDL=MEC; (MEC= deteted max value; if all ND & MDL<C then MEC = MDL) I: 0.001; Y if If MEC >= C, effluent limitation is required; 2. If MEC<C, go to Step 5 J: MEC<C, go to Step 5; If B>C, effluent limitation is required Q: No detected value of B, Step 7 |  |  |  | 105 | gamma-BHC | 0.063 |  | Ud, No effluent data, no background data
A: 105; B: gamma-BHC; Lowest (most stringent) Criteria (Enter "No Criteria" for no criteria) C: 0.063; Lowest (most stringent) Criteria (Enter "No Criteria" for no criteria) D: Y; Lowest (most stringent) Criteria (Enter "No Criteria" for no criteria) E: Y; Lowest (most stringent) Criteria (Enter "No Criteria" for no criteria) F: 0.001; Lowest (most stringent) Criteria (Enter "No Criteria" for no criteria) H: All ND MDL<=C, MDL=MEC; (MEC= deteted max value; if all ND & MDL<C then MEC = MDL) I: 0.001; Y if If MEC >= C, effluent limitation is required; 2. If MEC<C, go to Step 5 J: MEC<C, go to Step 5; If B>C, effluent limitation is required Q: No detected value of B, Step 7 |  |  |  | 106 | delta-BHC | No Criteria |  | Uo - No Criteria
106 | delta-BHC | No Criteria | Y | Y | 0.001 |  | No Criteria | 0.001 | No Criteria | [6 empty] | No Criteria | No Criteria |  | Uo - No Criteria |  |  |  | 107 | Chlordane (303d listed) | 0.00059
A: 107; B: Chlordane (303d listed); Lowest (most stringent) Criteria (Enter "No Criteria" for no criteria) C: 0.00059; Lowest (most stringent) Criteria (Enter "No Criteria" for no criteria) D: Y; Lowest (most stringent) Criteria (Enter "No Criteria" for no criteria) E: Y; Lowest (most stringent) Criteria (Enter "No Criteria" for no criteria) F: 0.005; Lowest (most stringent) Criteria (Enter "No Criteria" for no criteria) H: MDL > C, Interim Monitor, Go To Step 5; Y if If MEC >= C, effluent limitation is required; 2. If MEC<C, go to Step 5 L: Y; Y if If MEC >= C, effluent limitation is required; 2. If MEC<C, go to Step 5 O: 0.000344; If B>C, effluent limitation is required Q: B<C, Step 7; Reason T: Effluent MDL > C, Interim Monitor |  |  |  | 108 | 4,4'-DDT (303d listed) | 0.00059
A: 108; B: 4,4'-DDT (303d listed); Lowest (most stringent) Criteria (Enter "No Criteria" for no criteria) C: 0.00059; Lowest (most stringent) Criteria (Enter "No Criteria" for no criteria) D: Y; Lowest (most stringent) Criteria (Enter "No Criteria" for no criteria) E: Y; Lowest (most stringent) Criteria (Enter "No Criteria" for no criteria) F: 0.001; Lowest (most stringent) Criteria (Enter "No Criteria" for no criteria) H: MDL > C, Interim Monitor, Go To Step 5; Y if If MEC >= C, effluent limitation is required; 2. If MEC<C, go to Step 5 L: Y; Y if If MEC >= C, effluent limitation is required; 2. If MEC<C, go to Step 5 O: 0.000416; If B>C, effluent limitation is required Q: B<C, Step 7; Reason T: Effluent MDL > C, Interim Monitor |  |  |  | 109 | 4,4'-DDE (linked to DDT) | 0.00059 | Y
109 | 4,4'-DDE (linked to DDT) | 0.00059 | Y | Y | 0.001 |  | MDL > C, Interim Monitor, Go To Step 5 |  |  |  | Y |  |  | 0.001159 |  | Y |  | Y | B > C [0.001159 ug/l vs 0.000590ug/l] | 0.00059 | 0.00029409 |  | 110 | 4,4'-DDD | 0.00084 | Y
110 | 4,4'-DDD | 0.00084 | Y | Y | 0.001 |  | MDL > C, Interim Monitor, Go To Step 5 |  |  |  | Y |  |  | 0.001159 |  | Y |  | Y | B > C [0.001159 ug/l vs 0.000840ug/l] | 0.0016852 | 0.00084 |  | 111 | Dieldrin (303d listed) | 0.00014 | Y
111 | Dieldrin (303d listed) | 0.00014 | Y | Y | 0.002 |  | MDL > C, Interim Monitor, Go To Step 5 |  |  |  | Y |  |  | 0.000237 |  | Y |  | Y | B > C [0.000237 ug/l vs 0.000140ug/l] | 0.00028087 | 0.00014 |  | 112 | alpha-Endosulfan | 0.0087
112 | alpha-Endosulfan | 0.0087 | Y | Y | 0.002 |  | All ND MDL<=C, MDL=MEC | 0.002 | MEC<C, go to Step 5 |  | Y |  |  | 1.7e-05 |  | B<C, Step 7 | [6 empty] | 113 | beta-Endolsulfan | 0.0087
113 | beta-Endolsulfan | 0.0087 | Y | Y | 0.001 |  | All ND MDL<=C, MDL=MEC | 0.001 | MEC<C, go to Step 5 |  | Y |  |  | 5.9e-05 |  | B<C, Step 7 | [6 empty] | 114 | Endosulfan Sulfate | 240
114 | Endosulfan Sulfate | 240 | Y | Y | 0.001 |  | All ND MDL<=C, MDL=MEC | 0.001 | MEC<C, go to Step 5 |  | Y |  |  | 0.0001433 |  | B<C, Step 7 | [6 empty] | 115 | Endrin | 0.0023
115 | Endrin | 0.0023 | Y | Y | 0.002 |  | All ND MDL<=C, MDL=MEC | 0.002 | MEC<C, go to Step 5 |  | Y |  |  | 7.3e-05 |  | B<C, Step 7 | [6 empty] | 116 | Endrin Aldehyde | 0.81 |  | Ud, No effluent data, no background data
A: 116; B: Endrin Aldehyde; Lowest (most stringent) Criteria (Enter "No Criteria" for no criteria) C: 0.81; Lowest (most stringent) Criteria (Enter "No Criteria" for no criteria) D: Y; Lowest (most stringent) Criteria (Enter "No Criteria" for no criteria) E: Y; Lowest (most stringent) Criteria (Enter "No Criteria" for no criteria) F: 0.002; Lowest (most stringent) Criteria (Enter "No Criteria" for no criteria) H: All ND MDL<=C, MDL=MEC; (MEC= deteted max value; if all ND & MDL<C then MEC = MDL) I: 0.002; Y if If MEC >= C, effluent limitation is required; 2. If MEC<C, go to Step 5 J: MEC<C, go to Step 5; If B>C, effluent limitation is required Q: No detected value of B, Step 7 |  |  |  | 117 | Heptachlor | 0.00021
A: 117; B: Heptachlor; Lowest (most stringent) Criteria (Enter "No Criteria" for no criteria) C: 0.00021; Lowest (most stringent) Criteria (Enter "No Criteria" for no criteria) D: Y; Lowest (most stringent) Criteria (Enter "No Criteria" for no criteria) E: Y; Lowest (most stringent) Criteria (Enter "No Criteria" for no criteria) F: 0.003; Lowest (most stringent) Criteria (Enter "No Criteria" for no criteria) H: MDL > C, Interim Monitor, Go To Step 5; Y if If MEC >= C, effluent limitation is required; 2. If MEC<C, go to Step 5 L: Y; Y if If MEC >= C, effluent limitation is required; 2. If MEC<C, go to Step 5 O: 1.7e-05; If B>C, effluent limitation is required Q: B<C, Step 7; Reason T: Effluent MDL > C, Interim Monitor |  |  |  | 118 | Heptachlor Epoxide | 0.00011 | Y
118 | Heptachlor Epoxide | 0.00011 | Y | Y | 0.002 |  | MDL > C, Interim Monitor, Go To Step 5 |  |  |  | Y |  |  | 0.000121 |  | Y |  | Y | B > C [0.000121 ug/l vs 0.000110ug/l] | 0.00022068 | 0.00011 |  | 119-125 | PCBs sum (2) | 0.00017 |  | Ud-No Effluent Data
A: 119-125; B: PCBs sum (2); Lowest (most stringent) Criteria (Enter "No Criteria" for no criteria) C: 0.00017; Lowest (most stringent) Criteria (Enter "No Criteria" for no criteria) D: Y; Lowest (most stringent) Criteria (Enter "No Criteria" for no criteria) E: Y; Lowest (most stringent) Criteria (Enter "No Criteria" for no criteria) F: 0.03; Lowest (most stringent) Criteria (Enter "No Criteria" for no criteria) H: MDL > C, Interim Monitor, Go To Step 5; If B>C, effluent limitation is required Q: No detected value of B, Step 7; Reason T: Effluent MDL > C, Interim Monitor |  |  |  | 126 | Toxaphene | 0.0002
126 | Toxaphene | 0.0002 | Y | Y | 0.2 |  | MDL > C, Interim Monitor, Go To Step 5 |  |  |  | Y | Y | Unk |  | Y | No detected value of B, Step 7 |  |  | Effluent MDL > C, Interim Monitor |  |  |  |  | Tributylin | 0.01 |  | Ud-No Effluent Data
| Tributylin | 0.01 |  |  |  |  | No Effluent Data | [8 empty] | No detected value of B, Step 7 |  |  | Ud, No effluent data, no background data
| Total PAHs | 15 | Y | Y |  |  | MDL > C, Interim Monitor, Go To Step 5 |  |  |  | Y |  |  | 0.008 | B MDLs>C, Monitoring Required | B<C, Step 7 | 0 |  | No RP - All single PAHs ND, MEC = 0
a. The most stringent of salt and fresh water criteria were selected for this analysis.
b. According to Table 1 of Section (b)(1) of CTR (40CFR 131.38), those criteria should use Basin Plan objectives; criteria for Se and CN are specified by the NTR.
c. Criteria for copper is taken from CTR. CTR criteria for copper is expressed as dissolved metals. The copper criter in the table is adjusted by dividing a factor of 0.83 to convert the dissovled to total metal concetration.
The freshwater criteria for Selenium is taken from NTR.
| d. Acronyms in the "Final Result" column: |  | Ud: Cannot determine reasonable potential due to the absence of data, or because Minimum DL is greater than water quality objective or CTR criteria
Uo: No criteria available
IM: Interim monitoring is required
Note on W11: Ken Katen: Applies to this permit only per Richard Looker. Future shallow water discharger translators to be worked out through regionwide policy decisions if possible.

## WQBELs
Data Initialization: |  | Dilution: | 0
|  | No. Samples Per Month: | 4
Beginning |  |  | Aquatic Criteria Available? (Min. if Y) | Human Health Criteria Available? | Applicable Acute WQO | Applicable Chronic WQO | Bckkgrnd Data Available? | Acute ECA | Chronic ECA | Human Health ECA | CV, by SIP Guidance | Acute ECA (Sigma^2) | Acute ECA Sigma | Chronic ECA (Sigma^2) | Chronic ECA Sigma | Acute ECA Multiplier | Chronic ECA Multiplier | Acute LTA | Chronic LTA | AMEL Sigma^2 | AMEL Sigma | MDEL Multiplier | AMEL Multiplier | MDEL | AMEL | MDEL Human Health | AMEL Human Health | Daily Maximum | Monthly Average
| Constituent name | [5 empty] | Max If Avail.
RP?
6 | Copper c | Y | 6.5753 | N | 6.5753 | 12.2845 | 14.3 | 6.5753 | 12.2845 | No HH Criteria | 0.28063 | 0.075806 | 0.27533 | 0.019497 | 0.13963 | 0.54743 | 0.72976 | 3.5996 | 8.9648 | 0.019497 | 0.13963 | 1.8267 | 1.246 | 6.5753 | 4.4851 | No HH Criteria | No HH Criteria | 6.5753 | 4.4851
7 | Lead b | Y | 4.7941 | N | 123.0258 | 4.7941 | 6.46 | 123.0258 | 4.7941 | No HH Criteria | 0.99423 | 0.68738 | 0.82908 | 0.22084 | 0.46994 | 0.205 | 0.37432 | 25.22 | 1.7945 | 0.22084 | 0.46994 | 4.8781 | 1.9399 | 8.7539 | 3.4812 | No HH Criteria | No HH Criteria | 8.7539 | 3.4812
8 | Mercury (303d listed) b | Y | 0.025 | 0.051 | 2.1 | 0.025 | 0.0881 | 2.1 | 0.025 | 0.051 | 0.507 | 0.22877 | 0.4783 | 0.062283 | 0.24957 | 0.36856 | 0.57733 | 0.77399 | 0.014433 | 0.062283 | 0.24957 | 2.7132 | 1.4614 | 0.03916 | 0.021093 | 0.094686 | 0.051 | 0.03916 | 0.021093
9 | Nickel b | Y | 26.2963 | 4600 | 113.8462 | 26.2963 | 30 | 113.8462 | 26.2963 | 4600 | 0.31593 | 0.09514 | 0.30845 | 0.024647 | 0.15699 | 0.51177 | 0.70269 | 58.2631 | 18.4781 | 0.024647 | 0.15699 | 1.954 | 1.2788 | 36.1062 | 23.63 | 7028.7238 | 4600 | 36.1062 | 23.63
14 | Cyanide b | Y | 1 | 220000 | 1 | 1 | N | 1 | 1 | 220000 | 0.37252 | 0.12995 | 0.36048 | 0.034104 | 0.18467 | 0.46139 | 0.66199 | 0.46139 | 0.66199 | 0.034104 | 0.18467 | 2.1674 | 1.3321 | 1 | 0.61461 | 357953.3482 | 220000 | 1 | 0.61461
109 | 4,4'-DDE (linked to DDT) | Y |  | 0.00059 | 0.00059 | 0.00059 | 0.001159 | 0.00059 | 0.00059 | 0.00059 | 0.6 | 0.30748 | 0.55451 | 0.086178 | 0.29356 | 0.32108 | 0.52743 | 0.00018944 | 0.00031119 | 0.086178 | 0.29356 | 3.1145 | 1.5524 | 0.00059 | 0.00029409 | 0.0011837 | 0.00059 | 0.00059 | 0.00029409
110 | 4,4'-DDD | Y |  | 0.00084 | No Acute | No Chronic | 0.001159 | No Acute | No chronic | 0.00084 | 0.6 | 0.30748 | 0.55451 | 0.086178 | 0.29356 | 0.32108 | 0.52743 | No Acute | No Chronic | 0.086178 | 0.29356 | 3.1145 | 1.5524 | No Acute | No Chronic | 0.0016852 | 0.00084 | 0.0016852 | 0.00084
111 | Dieldrin (303d listed) | Y | 0.0019 | 0.00014 | 0.24 | 0.0019 | 0.000237 | 0.24 | 0.0019 | 0.00014 | 0.6 | 0.30748 | 0.55451 | 0.086178 | 0.29356 | 0.32108 | 0.52743 | 0.07706 | 0.0010021 | 0.086178 | 0.29356 | 3.1145 | 1.5524 | 0.0031211 | 0.0015557 | 0.00028087 | 0.00014 | 0.00028087 | 0.00014
118 | Heptachlor Epoxide | Y | 0.0036 | 0.00011 | 0.053 | 0.0036 | 0.000121 | 0.053 | 0.0036 | 0.00011 | 0.6 | 0.30748 | 0.55451 | 0.086178 | 0.29356 | 0.32108 | 0.52743 | 0.017017 | 0.0018988 | 0.086178 | 0.29356 | 3.1145 | 1.5524 | 0.0059136 | 0.0029477 | 0.00022068 | 0.00011 | 0.00022068 | 0.00011

## Mercury Mass Limit Calcs.
MERCURY MASS LIMIT COMPUTATIONS
Date [1] | Total Flow. Q, MGD [1] | Mercury Concentration, C, ug/l [1] | Mass =Q X C, g/day | 12-Month Avg. Load , MAML, g/day [2] | Natural log of MAML (ln-MAML)
1999-05-04 | 5.9 | 0.015564 | 0.34757
1999-06-01 | 5.595 | 0.022204 | 0.47021
1999-07-06 | 5.45 | 0.021469 | 0.44286
1999-09-07 | 5.33 | 0.018486 | 0.37293
1999-10-05 | 5.17 | 0.012795 | 0.25038
1999-11-02 | 5.325 | 0.014116 | 0.2845
1999-12-01 | 5.55 | 0.014947 | 0.31399
2000-01-04 | 5.835 | 0.019717 | 0.43547
2000-02-01 | 7.28 | 0.00804 | 0.22154
2000-03-01 | 9.76 | 0.043548 | 1.6087
2000-04-04 | 6.075 | 0.026796 | 0.61613
2000-05-02 | 5.735 | 0.032806 | 0.71212 | 0.50637 | -0.68049
2000-06-06 | 5.57 | 0.017388 | 0.36658 | 0.50796 | -0.67736
2000-07-05 | 5.46 | 0.01985 | 0.41023 | 0.50296 | -0.68725
2000-08-02 | 5.28 | 0.024422 | 0.48808 | 0.50672 | -0.67979
2000-09-06 | 5.305 | 0.018489 | 0.37124 | 0.50658 | -0.68007
2000-10-04 | 5.325 | 0.010502 | 0.21166 | 0.50336 | -0.68646
2000-11-07 | 0 | 0 | 0 | 0.47965 | -0.7347
2000-12-13 | 5.21 | 0.10077 | 1.9872 | 0.61908 | -0.47952
2001-01-09 | 6.19 | 0.012878 | 0.30172 | 0.60793 | -0.49769
2001-02-13 | 8.75 | 0.014842 | 0.49156 | 0.63044 | -0.46134
2001-03-06 | 7.915 | 0.017571 | 0.52639 | 0.54024 | -0.61574
2001-04-03 | 5.57 | 0.017294 | 0.3646 | 0.51928 | -0.65532
2001-05-01 | 5.58 | 0.021988 | 0.4644 | 0.49863 | -0.69588
2001-06-05 | 5.42 | 0.019784 | 0.40586 | 0.50191 | -0.68934
2001-07-02 | 5.12 | 0.019536 | 0.37859 | 0.49927 | -0.69461
2001-08-07 | 5.045 | 0.02276 | 0.43462 | 0.49482 | -0.70357
2001-09-04 | 5.235 | 0.025884 | 0.51288 | 0.50662 | -0.67999
2001-10-02 | 5.045 | 0.015648 | 0.29881 | 0.51388 | -0.66576
2001-11-06 | 5.145 | 0.012242 | 0.23839 | 0.53375 | -0.62783
2001-12-04 | 8.965 | 0.020271 | 0.68783 | 0.42547 | -0.85456
2002-01-02 | 13.85 | 0.017131 | 0.89806 | 0.47517 | -0.74409
2002-02-05 | 6.19 | 0.017002 | 0.39835 | 0.4674 | -0.76057
2002-03-05 | 6.425 | 0.046426 | 1.129 | 0.57212 | -0.5584
2002-04-09 | 5.51 | 0.026632 | 0.55541 | 0.52999 | -0.6349
2003-05-01 | 6.7 | 0.013699 | 0.34739 | 0.51924 | -0.65539
2003-11-01 | 4.83 | 0.011052 | 0.20205 | 0.49883 | -0.69548
Avg | 6.0173 | 0.021474
Statistical analysis of 12-month moving average mass loads (MAMLs)
|  |  | Count, n, of 12-month MAMLs | 26
|  |  | Maximum 12-month MAMLs | 0.63044 | grams per day (g/day)
|  |  | Maximum 12-month MAMLs | 0.019178 | kilograms per month (kg/mo)
|  |  | Average 12-month MAML | 0.51799 | g/day | 0.015757 | kg/Mo
|  |  | Data distribution of 12-month MAMLs | ln-normal | per MiniTab analysis
|  |  | Standard Deviation, ln(MAML) | 0.085518
|  |  | Mean, ln(MAML) | -0.66139
|  |  | Mean + 3 STDEV, ln(MAML) | -0.40484
|  |  | Re-exponentiated [Mean+3 STDEV, ln(MAML)] | 0.66709 | g/day
|  |  | 99.87th percentile of 12-month MAMLs | 0.020293 | kg/mo
|  |  | Mercury Mass Emission Trigger = | 0.020293 | 1
Notes:
[1] Information from the Annual Reports and Self-Monitoring Reports
[2] MA [Hg] load in g/d is the moving average mercury load in grams per day.
This calcuation is the product of the moving average flow, mercury
concentration, and a unit-conversion multiplier of 3.785.

## Lead Compliance
Sampling Point | Constituent | Date | Result | Units
E-003 Wet Weather Eff Daily Maximum ug/l | Lead | 2000-01-05 | 3 | ug/l
E-003 Wet Weather Eff Daily Maximum ug/l | Lead | 2000-02-08 | 3 | ug/l
E-003 Wet Weather Eff Daily Maximum ug/l | Lead | 2000-03-07 | 3 | ug/l
E-003 Wet Weather Eff Daily Maximum ug/l | Lead | 2000-04-07 | 3 | ug/l
E-003 Wet Weather Eff Daily Maximum ug/l | Lead | 2000-05-03 | 3 | ug/l
E-003 Wet Weather Eff Daily Maximum ug/l | Lead | 2001-01-03 | 3 | ug/l
E-003 Wet Weather Eff Daily Maximum ug/l | Lead | 2001-03-06 | 2 | ug/l
E-003 Wet Weather Eff Daily Maximum ug/l | Lead | 2001-04-07 | 0 | ug/l
E-003 Wet Weather Eff Daily Maximum ug/l | Lead | 2001-11-05 | 0.33 | ug/l
E-003 Wet Weather Eff Daily Maximum ug/l | Lead | 2002-01-03 | 0.65 | ug/l
E-003 Wet Weather Eff Daily Maximum ug/l | Lead | 2002-02-09 | 0.35 | ug/l
E-003 Wet Weather Eff Daily Maximum ug/l | Lead | 2002-03-07 | 0.48 | ug/l
E-003 Wet Weather Eff Daily Maximum ug/l | Lead | 2002-04-02 | 0.51 | ug/l
E-003 Wet Weather Eff Daily Maximum ug/l | Lead | 2003-01-01 | 0.35 | ug/l
E-003 Wet Weather Eff Daily Maximum ug/l | Lead | 2003-05-01 | 0.29 | ug/l
|  | Median | 0.65
|  | 95th P'ctile | 3
|  | 99.87th P'ctile | 3

## Nickel Compliance
Sampling Point | Constituent | Date | Result | Units
E-003 Wet Weather Eff Daily Maximum ug/l | Nickel | 1999-05-04 | 5 | ug/l
E-003 Wet Weather Eff Daily Maximum ug/l | Nickel | 2000-01-05 | 5 | ug/l
E-003 Wet Weather Eff Daily Maximum ug/l | Nickel | 2000-02-08 | 6 | ug/l
E-003 Wet Weather Eff Daily Maximum ug/l | Nickel | 2000-03-07 | 5 | ug/l
E-003 Wet Weather Eff Daily Maximum ug/l | Nickel | 2000-04-07 | 4 | ug/l
E-003 Wet Weather Eff Daily Maximum ug/l | Nickel | 2000-05-03 | 4 | ug/l
E-003 Wet Weather Eff Daily Maximum ug/l | Nickel | 2001-01-03 | 5 | ug/l
E-003 Wet Weather Eff Daily Maximum ug/l | Nickel | 2001-03-06 | 5 | ug/l
E-003 Wet Weather Eff Daily Maximum ug/l | Nickel | 2001-04-07 | 5 | ug/l
E-003 Wet Weather Eff Daily Maximum ug/l | Nickel | 2001-11-05 | 2.4 | ug/l
E-003 Wet Weather Eff Daily Maximum ug/l | Nickel | 2002-01-03 | 5.8 | ug/l
E-003 Wet Weather Eff Daily Maximum ug/l | Nickel | 2002-02-09 | 3.5 | ug/l
E-003 Wet Weather Eff Daily Maximum ug/l | Nickel | 2002-03-07 | 4 | ug/l
E-003 Wet Weather Eff Daily Maximum ug/l | Nickel | 2002-04-02 | 4.2 | ug/l
E-003 Wet Weather Eff Daily Maximum ug/l | Nickel | 2003-01-01 | 4.8 | ug/l
|  | Median | 5
|  | 95th P'ctile | 5.87
|  | 99.87th P'ctile | 5.9966